## ReadMe
Date Prepared | 2020-08-31
File Name | MLM Assessment
File Description | This file presents the calculation of the Mass Discharge of total Table 3+ PFAS to the Cape Fear River by PFAS transport pathway. These calculations primarily use 24-hour composite samples collected from seep and surface water locations along with simultaneous measurements of flow at these locations. These calculations also use grab samples collected from groundwater locations and the mass discharge calculated for onsite groundwater. The onsite groundwater mass discharge is calculated using the hydraulic gradient and the hydraulic conductivity for the Black Creek Aquifer. The total mass discharge summed for each pathway is compared to the PFAS mass measured at the Tar Heel Ferry Road location and other downstream locations in the Cape Fear River.
Tab | Description
Summary | Summary of calculations to estimate mass discharge for each pathway and their relative contribution to the total discharge to the Cape Fear River
Total Table 3+ Data | Total Table 3+ PFAS concentrations (17 and 20 compounds) based on laboratory results
WOHuske | Flow rate at W.O.Huske reported by USGS, used to support the estimation of upstream river water and groundwater flow and to support the calculation of mass measured at the Tar Heel Ferry Road location
Willis Creek | Willis Creek flow data as measured using point velocity method
Aerial Deposition | Calculation of the mass discharge associated with direct aerial deposition.
Outfall 002 | Measured flow rate for Outfall 002, reported in facility discharge monitoring reports
Chemours Intake | Measured flow rate for Chemours intake location, used to support the estimation of upstream river water and groundwater flow
Onsite GW Summary | Summary of calculations to determine mass discharge for the onsite groundwater locations
Onsite GW HCond | Slug test results to determine hydraulic conductivity for onsite groundwater mass discharge calculations
Onsite GW Flow | Flow rate calculation for onsite groundwater, used to support the estimation of upstream river water and groundwater flow
Seep A | Seep A flow data as measured using flumes
Seep B | Seep B flow data as measured using flumes
Seep C | Seep C flow data as measured using flumes
Seep D | Seep D flow data as measured using flumes
Old Outfall | Old Outfall 002 flow data as measured using flumes
AdjDownstreamOffsiteGW | Calculation of the scaling factor to estimate the offsite downstream and adjacent groundwater Table 3+ PFAS mass discharge based on upstream Table 3+ PFAS mass discharge.
Georgia Branch Creek | Georgia Branch Creek flow data as measured using point velocity method
CFLockDam1-Kelly | Flow rate at Cape Fear Locke #1 reported by USGS, used to support the calculation of PFAS mass measured at the Kings Bluff location
Travel Times | Results of the Cape Fear River numerical model derived to estiamte travel time as a function of the average river flow.
Adjusted River Flows | Summary of adjusted river flows based on travel time offsets.
MASS LOAD CALCULATION
The Mass Loading Model estimates the mass discharge of Table 3+ PFAS from nine potential PFAS transport pathways to the Cape Fear River:
Transport Pathway 1: Upstream Cape Fear River and Groundwater – This pathway is comprised of contributions from non-Chemours related PFAS sources on the Cape Fear River and tributaries upstream of the Site, and upstream offsite groundwater with Table 3+ PFAS present from aerial deposition;
Transport Pathway 2: Willis Creek – Groundwater and stormwater discharge and aerial deposition to Willis Creek and then to the Cape Fear River;
Transport Pathway 3: Direct aerial deposition of Table 3+ PFAS on the Cape Fear River;
Transport Pathway 4: Outfall 002 – Comprised of (i) water drawn from the Cape Fear River and used as non-contact cooling water, (ii) treated non-Chemours process water and (iii) Site stormwater, which are then discharged through Outfall 002;
Transport Pathway 5: Onsite Groundwater – Direct upwelling of onsite groundwater to the Cape Fear River from the Black Creek Aquifer;
Transport Pathway 6: Seeps – Onsite groundwater seeps A, B, C and D above the Cape Fear River water level on the bluff face from the facility that discharge into the Cape Fear River;
Transport Pathway 7: Old Outfall 002 – Groundwater discharge to Old Outfall 002 and stormwater runoff that flows into the Cape Fear River;
Transport Pathway 8: Adjacent and Downstream Offsite Groundwater – Offsite groundwater adjacent and downstream of the Site upwelling to the Cape Fear River; and,
Transport Pathway 9: Georgia Branch Creek – Groundwater, stormwater discharge and aerial deposition to Georgia Branch Creek and then to the Cape Fear River.
The Total Table 3+ PFAS mass discharge entering the Cape Fear River is defined in this model as the combined mass per unit time or mass discharge (e.g., mg/s) from the nine potential pathways.
Total Table 3+ PFAS mass load entering the Cape Fear River is calculated following Equation 1 below:
Equation 1: Mass load entering the Cape Fear River
Where
MDCFR = total PFAS mass discharge entering the Cape Fear River measured in mass per unit time [MT-1], typically milligrams per second.
n = represents each of the 9 potential PFAS transport pathways listed in Table 14. To facilitate model construction, the Seeps (Transport Pathway 6) were further discretized as Seep A (Transport Pathway 6A), Seep B (Transport Pathway 6B), Seep C (Transport Pathway 6C) and Seep D (Transport Pathway 6D).
i = represents each of the Table 3+ SOP PFAS constituents listed in Table 1.
I = represents total number of Table 3+ SOP PFAS constituents included in the summation of Total Table 3+ concentrations, e.g., 17 or 20.
MDn,i = mass load of each PFAS constituent i from each potential pathway n with measured units in mass per unit time [MT-1], typically nanograms per second.
Cn,i = concentration of each PFAS constituent i from each potential pathway n with measured units in mass per unit volume [ML-3], typically nanograms per liter.
Qn = volumetric flow rate from each potential pathway n with measured units in volume per time [L3T-1], typically liters per second.
Equation 2: Mass Discharge from Aerial Deposition
Where
MTT3+ = mass discharge of Total Table 3+ PFAS compounds into the river in millligrams per second.
MHFPO-DA = mass discharge of HFPO-DA into the river in millligrams per second.
R = average ratio of measured HFPO-DA to Total Table 3+ compounds across the nine offsite seeps.
Davg = average deposition rate based on the ERM model (2018).
A = spatial area over which deposition occurs.
t = travel time through the river section length.
The mass discharge from the onsite groundwater is calculated for 8 segments of the Black Creek Aquifer along the Cape Fear River frontage using hydraulic conductivity and hydraulic gradient.
Equation 2: Onsite Groundwater mass flux
Where
Q is the mass flux;
l is the segment length;
h is the Black Creek Aquifer thickness, derived based on the cross sectional area of the Black Creek Aquifer and length of each segment;
K is the hydraulic conductivity of the aquifer, determined based on slug test results;
i is the hydraulic gradient, derived based on the distance between groundwater level comtours in the vicinity of the river frontage; and
C is the total Table 3+ concentration.
To calculate the mass discharge from the upstream river and groundwater, it was necessary to estimate flow in the Cape Fear River directly upstream of the Facility at River Mile 76. This calculation was done by subtracting inflows from Willis Creek, Outfall 002, upwelling onsite groundwater, and seeps to the river, and by adding the river water intake from Chemours to the flow rate measurement from the W.O.Huske Dam.
Equation 3: Flow at Upstream Cape Fear River and Groundwater
Where
is the flow volume at River Mile 76;
is the flow volume at W.O.Huske Dam, as reported by the USGS;
is the flow volume at WIllis Creek, as measured by the point velocity method;
is the flow volume at Outfall 002 as reported in Facility DIscharge Monitoring Reports;
is the flow volume for onsite groundwater, as calculated based on the cross sectional area, hydraulic gradient, and hydraulic conductivity for segments of the Black Creek Aquifer along the Cape Fear River Frontage (see tab named "Onsite GW Flow");
is the summed flow volume for Seeps A, B, C, and D, as measured using flumes; and
is the flow volume at the Facility intake, as reported by the Facility.
River flow volumes reported at the W.O. Huske Dam by the USGS are used to calculate mass load at the Tar Heel Ferry Road location and the Bladen Bluff location.
A time offset is applied to the flow data to account for travel time for the flow passing the W.O. Huske Dam to reach the Tar Heel Ferry Road location and the Bladen Bluff location.
River flow passing the W.O. Huske is estimated to have a travel time between 2 and 12 hours to reach CFR-TARHEEL depending on river flow (e.g., the flow rate passing W.O. Huske Dam at 8 am will arrive at CFR-TARHEEL at 11 am for a 3 hour travel time).
Travel times are estimated based on the results of a numerical model of the Cape Fear River which developed a regression curve between the USGS reported gage heights at W.O. Huske Dam and travel times (See tab named "Travel Times" for regression curves).
Equations 3 and 4 show the formulas used to calculate the time offsets for Tar Heel and Bladen Bluffs, respectively.
Equation 3: Travel time offset W.O. Huske Dam to Tar Heel Ferry Road Bridge
Where
= is the travel time flow in the Cape Fear River takes in hours to pass from the W.O. Huske Dam to the Tar Heel Ferry Road Bridge based on the measured flow in the Cape Fear River at the W.O. Huske Dam;
= is the inverse of the measured flow rate of the Cape Fear River at W.O. Huske Dam for a given point in time in cubic feet per second; and are the slope and intercept of the regression curve, respectively.
Equation 4: Travel time offset W.O. Huske Dam to Bladen Bluff
Where
= is the travel time flow in the Cape Fear River takes in hours to pass from the W.O. Huske Dam to Bladen Bluffs Intake location based on the measured flow in the Cape Fear River at the W.O. Huske Dam;
= is the inverse of the measured flow rate of the Cape Fear River at W.O. Huske Dam for a given point in time in cubic feet per second; and are the slope and intercept of the regression curve, respectively.
MASS LOAD CALCULATION
The Mass Loading Model estimates the mass discharge of Table 3+ PFAS from nine potential PFAS transport pathways to the Cape Fear River:
Transport Pathway 1: Upstream Cape Fear River and Groundwater – This pathway is comprised of contributions from non-Chemours related PFAS sources on the Cape Fear River and tributaries upstream of the Site, and upstream offsite groundwater with Table 3+ PFAS present from aerial deposition;
Transport Pathway 2: Willis Creek – Groundwater and stormwater discharge and aerial deposition to Willis Creek and then to the Cape Fear River;
Transport Pathway 3: Direct aerial deposition of Table 3+ PFAS on the Cape Fear River;
Transport Pathway 4: Outfall 002 – Comprised of (i) water drawn from the Cape Fear River and used as non-contact cooling water, (ii) treated non-Chemours process water and (iii) Site stormwater, which are then discharged through Outfall 002;
Transport Pathway 5: Onsite Groundwater – Direct upwelling of onsite groundwater to the Cape Fear River from the Black Creek Aquifer;
Transport Pathway 6: Seeps – Onsite groundwater seeps A, B, C and D above the Cape Fear River water level on the bluff face from the facility that discharge into the Cape Fear River;
Transport Pathway 7: Old Outfall 002 – Groundwater discharge to Old Outfall 002 and stormwater runoff that flows into the Cape Fear River;
Transport Pathway 8: Adjacent and Downstream Offsite Groundwater – Offsite groundwater adjacent and downstream of the Site upwelling to the Cape Fear River; and,
Transport Pathway 9: Georgia Branch Creek – Groundwater, stormwater discharge and aerial deposition to Georgia Branch Creek and then to the Cape Fear River.
The Total Table 3+ PFAS mass discharge entering the Cape Fear River is defined in this model as the combined mass per unit time or mass discharge (e.g., mg/s) from the nine potential pathways.
Total Table 3+ PFAS mass load entering the Cape Fear River is calculated following Equation 1 below:
Equation 1: Mass load entering the Cape Fear River
〖𝑀𝐷〗_𝐶𝐹𝑅= ∑1_(𝑛=1)^(𝑛=9)▒∑1_(𝑖=1)^(𝑖=𝐼)▒〖〖𝑀𝐷〗_(𝑛,𝑖)=∑1_(𝑛=1)^(𝑛=9)▒〖∑1_(𝑖=1)^(𝑖=𝐼)▒〖𝐶_(𝑛,𝑖)×𝑄_𝑛 〗 〗〗
Where
MDCFR = total PFAS mass discharge entering the Cape Fear River measured in mass per unit time [MT-1], typically milligrams per second.
n = represents each of the 9 potential PFAS transport pathways listed in Table 14. To facilitate model construction, the Seeps (Transport Pathway 6) were further discretized as Seep A (Transport Pathway 6A), Seep B (Transport Pathway 6B), Seep C (Transport Pathway 6C) and Seep D (Transport Pathway 6D).
i = represents each of the Table 3+ SOP PFAS constituents listed in Table 1.
I = represents total number of Table 3+ SOP PFAS constituents included in the summation of Total Table 3+ concentrations, e.g., 17 or 20.
MDn,i = mass load of each PFAS constituent i from each potential pathway n with measured units in mass per unit time [MT-1], typically nanograms per second.
Cn,i = concentration of each PFAS constituent i from each potential pathway n with measured units in mass per unit volume [ML-3], typically nanograms per liter.
Qn = volumetric flow rate from each potential pathway n with measured units in volume per time [L3T-1], typically liters per second.
Equation 2: Mass Discharge from Aerial Deposition
𝑀_(𝑇𝑇3+)=Σ𝑀_(𝐻𝐹𝑃𝑂−𝐷𝐴)×𝑅
=Σ(𝐷_𝑎𝑣𝑔×𝐴_𝑟𝑖𝑣𝑒𝑟×𝑡)×𝑅
Where
MTT3+ = mass discharge of Total Table 3+ PFAS compounds into the river in millligrams per second.
MHFPO-DA = mass discharge of HFPO-DA into the river in millligrams per second.
R = average ratio of measured HFPO-DA to Total Table 3+ compounds across the nine offsite seeps.
Davg = average deposition rate based on the ERM model (2018).
A = spatial area over which deposition occurs.
t = travel time through the river section length.
The mass discharge from the onsite groundwater is calculated for 8 segments of the Black Creek Aquifer along the Cape Fear River frontage using hydraulic conductivity and hydraulic gradient.
Equation 2: Onsite Groundwater mass flux
𝑄=𝑙ℎ𝐾𝑖𝐶𝑓
Where
Q is the mass flux;
l is the segment length;
h is the Black Creek Aquifer thickness, derived based on the cross sectional area of the Black Creek Aquifer and length of each segment;
K is the hydraulic conductivity of the aquifer, determined based on slug test results;
i is the hydraulic gradient, derived based on the distance between groundwater level comtours in the vicinity of the river frontage; and
C is the total Table 3+ concentration.
To calculate the mass discharge from the upstream river and groundwater, it was necessary to estimate flow in the Cape Fear River directly upstream of the Facility at River Mile 76. This calculation was done by subtracting inflows from Willis Creek, Outfall 002, upwelling onsite groundwater, and seeps to the river, and by adding the river water intake from Chemours to the flow rate measurement from the W.O.Huske Dam.
Equation 3: Flow at Upstream Cape Fear River and Groundwater
𝑄_𝑈𝑝𝑠𝑡𝑟𝑒𝑎𝑚= 𝑄_𝑊𝑂𝐻𝑢𝑠𝑘𝑒− (𝑄_𝑊𝐶+𝑄_𝑂𝐹002+𝑄_(𝑂𝑛𝑠𝑖𝑡𝑒 𝐺𝑊)+𝑄_𝑆𝑒𝑒𝑝𝑠 )+ 𝑄_𝐼𝑛𝑡𝑎𝑘𝑒
Where
𝑄_𝑈𝑝𝑠𝑡𝑟𝑒𝑎𝑚 is the flow volume at River Mile 76;
𝑄_𝑊𝑂𝐻𝑢𝑠𝑘𝑒 is the flow volume at W.O.Huske Dam, as reported by the USGS;
𝑄_𝑊𝐶 is the flow volume at WIllis Creek, as measured by the point velocity method;
𝑄_𝑂𝐹002 is the flow volume at Outfall 002 as reported in Facility DIscharge Monitoring Reports;
𝑄_(𝑂𝑛𝑠𝑖𝑡𝑒 𝐺𝑊) is the flow volume for onsite groundwater, as calculated based on the cross sectional area, hydraulic gradient, and hydraulic conductivity for segments of the Black Creek Aquifer along the Cape Fear River Frontage (see tab named "Onsite GW Flow");
𝑄_𝑆𝑒𝑒𝑝𝑠 is the summed flow volume for Seeps A, B, C, and D, as measured using flumes; and
𝑄_𝑖𝑛𝑡𝑎𝑘𝑒 is the flow volume at the Facility intake, as reported by the Facility.
River flow volumes reported at the W.O. Huske Dam by the USGS are used to calculate mass load at the Tar Heel Ferry Road location and the Bladen Bluff location.
A time offset is applied to the flow data to account for travel time for the flow passing the W.O. Huske Dam to reach the Tar Heel Ferry Road location and the Bladen Bluff location.
River flow passing the W.O. Huske is estimated to have a travel time between 2 and 12 hours to reach CFR-TARHEEL depending on river flow (e.g., the flow rate passing W.O. Huske Dam at 8 am will arrive at CFR-TARHEEL at 11 am for a 3 hour travel time).
Travel times are estimated based on the results of a numerical model of the Cape Fear River which developed a regression curve between the USGS reported gage heights at W.O. Huske Dam and travel times (See tab named "Travel Times" for regression curves).
Equations 3 and 4 show the formulas used to calculate the time offsets for Tar Heel and Bladen Bluffs, respectively.
Equation 3: Travel time offset W.O. Huske Dam to Tar Heel Ferry Road Bridge
𝑡_𝑜𝑓𝑓𝑠𝑒𝑡=13,422∙𝑄_(𝐶𝐹𝑅 𝑊𝑂𝐻𝐷)^(−1)+2.019
Where
𝑡_𝑜𝑓𝑓𝑠𝑒𝑡 = is the travel time flow in the Cape Fear River takes in hours to pass from the W.O. Huske Dam to the Tar Heel Ferry Road Bridge based on the measured flow in the Cape Fear River at the W.O. Huske Dam;
𝑄_(𝐶𝐹𝑅 𝑊𝑂𝐻𝐷)^(−1) = is the inverse of the measured flow rate of the Cape Fear River at W.O. Huske Dam for a given point in time in cubic feet per second; and 13,422 𝑎𝑛𝑑 2.019 are the slope and intercept of the regression curve, respectively.
Equation 4: Travel time offset W.O. Huske Dam to Bladen Bluff
𝑡_𝑜𝑓𝑓𝑠𝑒𝑡=8,826∙𝑄_(𝐶𝐹𝑅 𝑊𝑂𝐻𝐷)^(−1)+1.530
Where
𝑡_𝑜𝑓𝑓𝑠𝑒𝑡 = is the travel time flow in the Cape Fear River takes in hours to pass from the W.O. Huske Dam to Bladen Bluffs Intake location based on the measured flow in the Cape Fear River at the W.O. Huske Dam;
𝑄_(𝐶𝐹𝑅 𝑊𝑂𝐻𝐷)^(−1) = is the inverse of the measured flow rate of the Cape Fear River at W.O. Huske Dam for a given point in time in cubic feet per second; and 8,826 𝑎𝑛𝑑 1.530 are the slope and intercept of the regression curve, respectively.

## Summary
[9 empty] | Total Table 3+ (17 Compounds) |  |  |  | Total Table 3+ (20 Compounds)
Pathway | Pathway Name | Location ID | Sample ID | Sample Date | Sample Time | Total Flow Volume on Sample Date (gal)1 | Total Flow Volume on Sample Date (MG)1 | Instantaneous Flow Rate (ft3/s) | Total Table 3+ Concentration (ng/L) | Mass Loading (mg/s) | Relative Contribution (Lower Bound) | Relative Contribution (Upper Bound) | Total Table 3+ Concentration (ng/L) | Mass Loading (mg/s) | Relative Contribution (Lower Bound) | Relative Contribution (Upper Bound)
-- | Excess River Water | Excess River Water | EXCESS RIVER WATER-24-040320 | 2020-04-03 |  | 23059750 | 0 | -- | 100 | -- | -- | -- | 130 | -- | -- | --
1 | Upstream River Water and Groundwater2 | CFR-MILE-76 | CAP1Q20-CFR-RM-76-040220 | 2020-04-02 | 9:20 | 3400303560.8838 | 3400 | -- | ND | 0 | 0% | 0% | ND | 0 | 0% | 0%
2 | Willis Creek | WC-1 | CAP1Q20-WC-1-24-040320 | 2020-04-03 | 14:12 | 7695210.3896 | 7.6952 | -- | 2000 | 0.67422 | 4.487% | 2.7% | 2400 | 0.80907 | 5.068% | 3.119%
3 | Aerial Deposition on Water Features | -- | -- | -- | -- | -- | -- | -- | -- | 0.018082 | 0.1203% | 0.07241% | -- | 0.018671 | 0.117% | 0.07198%
4 | Outfall 0023 | OUTFALL 002 | O2400402 | 2020-04-03 | 14:36 | 23059750 | 23.0598 | -- | 80 | 0.080816 | 0.5379% | 0.3236% | 190 | 0.19194 | 1.202% | 0.7399%
5 | Onsite Groundwater (Lower Bound)4 | -- | -- | -- | -- | -- | -- | -- | -- | 0.78824 | 5.246% |  | -- | 0.79374 | 4.972%
| Onsite Groundwater (Upper Bound)4 | -- | -- | -- | -- | -- | -- | -- | -- | 10.7363 |  | 42.99% | -- | 10.7704 |  | 41.52%
6A | Seep A | SEEP-A | CAP1Q20-SEEP-A-24-040320 | 2020-04-03 | 14:10 | 249128.9067 | 0.24913 | -- | 260000 | 2.8376 | 18.89% | 11.36% | 290000 | 3.165 | 19.83% | 12.2%
6B | Seep B | SEEP-B | CAP1Q20-SEEP-B-24-040320 | 2020-04-03 | 14:26 | 219125.5624 | 0.21913 | -- | 310000 | 2.9758 | 19.81% | 11.92% | 340000 | 3.2638 | 20.45% | 12.58%
6C | Seep C | SEEP-C | CAP1Q20-SEEP-C-24-040320 | 2020-04-03 | 14:30 | 91404.5936 | 0.091405 | -- | 310000 | 1.2413 | 8.261% | 4.971% | 320000 | 1.2814 | 8.027% | 4.94%
6D | Seep D5 | SEEP-D | CAP1Q20-SEEP-D-24-040320 | 2020-04-03 | 14:33 | 174828.3841 | 0.17483 | -- | 180000 | 1.3786 | 9.175% | 5.52% | 180000 | 1.3786 | 8.636% | 5.315%
7 | Old Outfall 002 | OLDOF-1 | CAP1Q20-OLDOF-1-24-040320 | 2020-04-03 | 14:42 | 932407.7793 | 0.93241 | -- | 110000 | 4.4931 | 29.9% | 17.99% | 110000 | 4.4931 | 28.15% | 17.32%
8 | Offsite Adjacent and Downstream Groundwater | -- | -- | -- | -- | -- | -- | -- | -- | 0 | 0% | 0% | -- | 0 | 0% | 0%
9 | Georgia Branch Creek | GBC-1 | CAP1Q20-GBC-1-040220 | 2020-04-02 | 13:45 | 6816623.3766 | 6.8166 | -- | 1800 | 0.53752 | 3.577% | 2.152% | 1900 | 0.56738 | 3.554% | 2.187%
Calculated Total Table 3+ Loading (mg/s) at Tar Heel (Lower Bound) | [9 empty] | 15.0253 |  |  |  | 15.9627
Calculated Total Table 3+ Loading (mg/s) at Tar Heel (Upper Bound) | [9 empty] | 24.9734 |  |  |  | 25.9394
Measured Total Table 3+ Loading (mg/s) at Tar Heel (Composite Sample) |  | CFR-TARHEEL | CAP1Q20-CFR-TARHEEL-24-040320 | 2020-04-03 | 15:00 | 2546885835 | 2550 | -- | 120 | 13.3888 |  |  | 160 | 17.8518
Measured Total Table 3+ Loading (mg/s) at Tar Heel (Grab Sample) |  | CFR-TARHEEL | CAP1Q20-CFR-TARHEEL-040220 | 2020-04-02 | 15:45 | -- | -- | 4740 | 91 | 12.2142 |  |  | 130 | 17.4488
Measured Total Table 3+ Loading (mg/s) at Bladen Bluff (Grab Sample) |  | CFR-BLADEN | CAP1Q20-CFR-BLADEN-040220 | 2020-04-02 | 14:45 | -- | -- | 4690 | 87 | 11.5541 |  |  | 110 | 14.6086
Measured Total Table 3+ Loading (mg/s) at Kings Bluff (Grab Sample) |  | CFR-KINGS | CAP1Q20-CFR-KINGS-040620 | 2020-04-06 | 10:15 | -- | -- | 2890 | 98 | 8.0199 |  |  | 130 | 10.6386
Notes:
1 - Total flow volume is determined based on measurements taken over 24-hour sample collection period for all locations except Georgia Branch Creek and Willis Creek. At these locations, the total flow volume was estimated based on the instantaneous flow measurement.
2 - The volumetric flow rate for upstream river water and groundwater was estimated by subtracting inflows from Willis Creek, upwelling groundwater, seeps to the river, and Outfall 002 and by adding the river water intake from Chemours to the flow rate measurement from the W.O. Huske Dam.
3 - Total table 3+ concentrations at the Intake River Water at Facility location are subtracted from Outfall 002 concentrations to compute the mass discharge at Outfall 002.
4 - Mass Discharge for Onsite Groundwater was determined using calculations described in Appendix H. The lower and upper bounds on the mass discharge were calculated using the minimum and geometric mean hydraulic conductivity in the Black Creek Aquifer as described in Appendix H.
5 - The maximum flow rate that can be accurately measured for the flume installed at Seep D is 120 GPM. This maximum flow rate was assumed any time the measured water level indicated a flow rate greater than 120 GPM. A larger flume was installed at Seep D after this sampling event.
ND - No Table 3+ compounds were detected above the associated reporting limits

## Georgia Branch Creek
Station | Location | Distance Along Measured Cross Section | Measured Water Column Depth | Measured Water Column Depth | Calculated Creek Cell Area2 | Measured Creek Velocity | Calculated Discharge Through Creek Cell Area1 | Comments
|  | (ft) | (in) | (ft) | (ft2) | (ft/s) | (ft3/s)
1 | South bank | 0 | 0 | 0 | - | 0 | -
2 | bottom | 5 | 37 | 3.0833 | 7.7083 | 0.04 | 0.84792 | Assume area at A is triangular and creek cross section area is trapezoidal
3 | middle | 5 | 18.5 | 1.5417 | - | 0.11 | -
4 | top | 5 | 0 | 0 | - | 0.16 | -
5 | bottom | 10 | 28 | 2.3333 | 13.5417 | 0.02 | 3.3854
6 | middle | 10 | 14 | 1.1667 | - | 0.25 | -
7 | top | 10 | 0 | 0 | - | 0.27 | -
8 | bottom | 15 | 22 | 1.8333 | 10.4167 | 0.02 | 2.8125
9 | middle | 15 | 11 | 0.91667 | - | 0.27 | -
10 | top | 15 | 0 | 0 | - | 0.32 | -
11 | bottom | 20 | 19 | 1.5833 | 8.5417 | 0.03 | 2.3917
12 | middle | 20 | 8.5 | 0.70833 | - | 0.28 | -
13 | top | 20 | 0 | 0 | - | 0.3 | -
14 | bottom | 25 | 16.5 | 1.375 | 7.3958 | 0.02 | 1.1094
15 | middle | 25 | 8.25 | 0.6875 | - | 0.15 | -
16 | top | 25 | 0 | 0 | - | 0.22 | -
17 | North bank | 30 | 0 | 0 | 3.4375 | 0 | -
Total Volumetric Discharge
Associated Measurement Notes |  |  |  |  | (ft3/s) |  | 10.5469
Location: Chemours Fayetteville |  |  |  |  | (gpm) |  | 4733.7662
Station: Georgia Branch 01 (SW-GB-01) |  |  |  |  | (L/s) |  | 298.6542
Date: 02 April 2020
Acronyms
- - data not measured or calculated
ft - feet
ft2 - square feet
ft3/s - cubic feet per second
gpm - gallons per minute
Notes
1 Discharge is calculated as product of creek velocity measured at the mid-depth (feet per second) times the cross sectional area of each measurement cell.
2 Measurement cell areas are calculated assuming a trapezoidal geometry based on distances between Measurement points and the measured water column depths. A measurement cell is an areal section from the width of the river channel.
3 Discharge calculations do not include values for cells where negative flows were measured.
Time: 15:22
Staff: CM, CP
Assume that the initial and final depths to water were taken near the middle of the river 10 ft from the edge
The reason for the low flow is because there is a blockage in the culvert that is creating a damming effect.

## Total Table 3+ Data
All Table 3+ | [8 empty] | Table 3+ without BP4, BP5, and R-EVE
Program | LocID | Field Sample ID | Analyte | Sample Purpose | sample date | TotalRes_ngL | Total Table 3+ (ng/L) | CountOfParameter Name | Comment | LocID | Field Sample ID | Analyte | Sample Purpose | sample date | TotalRes_ngL | Total Table 3+ (ng/L) | CountOfParameter Name
Q1 2020 CAP MW Sampling | BLADEN-1D | CAP1Q20-BLADEN-1D-021120 | TotalTable3 | FS | 2020-02-11 | 293.9 | 290 | 20 | Q1 2020 CAP MW Sampling | BLADEN-1D | CAP1Q20-BLADEN-1D-021120 | TotalTable3 | FS | 2020-02-11 | 293.9 | 290 | 17
Q1 2020 CAP MW Sampling | LTW-01 | CAP1Q20-LTW-01-022420 | TotalTable3 | FS | 2020-02-24 | 121588.8 | 120000 | 20 | Q1 2020 CAP MW Sampling | LTW-01 | CAP1Q20-LTW-01-022420 | TotalTable3 | FS | 2020-02-24 | 119118.8 | 120000 | 17
Q1 2020 CAP MW Sampling | LTW-02 | CAP1Q20-LTW-02-022420 | TotalTable3 | FS | 2020-02-24 | 81662 | 82000 | 20 | Q1 2020 CAP MW Sampling | LTW-02 | CAP1Q20-LTW-02-022420 | TotalTable3 | FS | 2020-02-24 | 79542 | 80000 | 17
Q1 2020 CAP MW Sampling | LTW-03 | CAP1Q20-LTW-03-022520 | TotalTable3 | FS | 2020-02-25 | 225133 | 230000 | 20 | Q1 2020 CAP MW Sampling | LTW-03 | CAP1Q20-LTW-03-022520 | TotalTable3 | FS | 2020-02-25 | 221223 | 220000 | 17
Q1 2020 CAP MW Sampling | LTW-03 | CAP1Q20-LTW-03-022520-D | TotalTable3 | DUP | 2020-02-25 | 227478 | 230000 | 20 | Q1 2020 CAP MW Sampling | LTW-03 | CAP1Q20-LTW-03-022520-D | TotalTable3 | DUP | 2020-02-25 | 223708 | 220000 | 17
Q1 2020 CAP MW Sampling | LTW-04 | CAP1Q20-LTW-04-022020 | TotalTable3 | FS | 2020-02-20 | 216016 | 220000 | 20 | Q1 2020 CAP MW Sampling | LTW-04 | CAP1Q20-LTW-04-022020 | TotalTable3 | FS | 2020-02-20 | 209816 | 210000 | 17
Q1 2020 CAP MW Sampling | LTW-05 | CAP1Q20-LTW-05-021920 | TotalTable3 | FS | 2020-02-19 | 351700 | 350000 | 20 | Q1 2020 CAP MW Sampling | LTW-05 | CAP1Q20-LTW-05-021920 | TotalTable3 | FS | 2020-02-19 | 348780 | 350000 | 17
Q1 2020 CAP MW Sampling | PIW-1D | CAP1Q20-PIW-1D-021420 | TotalTable3 | FS | 2020-02-14 | 46929.7 | 47000 | 20 | Q1 2020 CAP MW Sampling | PIW-1D | CAP1Q20-PIW-1D-021420 | TotalTable3 | FS | 2020-02-14 | 46229.7 | 46000 | 17
Q1 2020 CAP MW Sampling | PIW-1S | CAP1Q20-PIW-1S-021320 | TotalTable3 | FS | 2020-02-13 | 12666.6 | 13000 | 20 | Q1 2020 CAP MW Sampling | PIW-1S | CAP1Q20-PIW-1S-021320 | TotalTable3 | FS | 2020-02-13 | 12486.6 | 12000 | 17
Q1 2020 CAP MW Sampling | PIW-3D | CAP1Q20-PIW-3D-022420 | TotalTable3 | FS | 2020-02-24 | 40969.5 | 41000 | 20 | Q1 2020 CAP MW Sampling | PIW-3D | CAP1Q20-PIW-3D-022420 | TotalTable3 | FS | 2020-02-24 | 40099.5 | 40000 | 17
Q1 2020 CAP MW Sampling | PIW-7D | CAP1Q20-PIW-7D-021920 | TotalTable3 | FS | 2020-02-19 | 234361 | 230000 | 20 | Q1 2020 CAP MW Sampling | PIW-7D | CAP1Q20-PIW-7D-021920 | TotalTable3 | FS | 2020-02-19 | 232341 | 230000 | 17
Q1 2020 CAP MW Sampling | PIW-7S | CAP1Q20-PIW-7S-021920 | TotalTable3 | FS | 2020-02-19 | 135230 | 140000 | 20 | Q1 2020 CAP MW Sampling | PIW-7S | CAP1Q20-PIW-7S-021920 | TotalTable3 | FS | 2020-02-19 | 131810 | 130000 | 17
Q1 2020 CAP MW Sampling | PW-04 | CAP1Q20-PW-04-021120 | TotalTable3 | FS | 2020-02-11 | 1150.5 | 1200 | 20 | Q1 2020 CAP MW Sampling | PW-04 | CAP1Q20-PW-04-021120 | TotalTable3 | FS | 2020-02-11 | 1144.5 | 1100 | 17
Q1 2020 CAP MW Sampling | PW-06 | CAP1Q20-PW-06-020620 | TotalTable3 | FS | 2020-02-06 | 4884.3 | 4900 | 20 | Q1 2020 CAP MW Sampling | PW-06 | CAP1Q20-PW-06-020620 | TotalTable3 | FS | 2020-02-06 | 4793.3 | 4800 | 17
Q1 2020 CAP MW Sampling | PW-07 | CAP1Q20-PW-07-021420 | TotalTable3 | FS | 2020-02-14 | 4266.8 | 4300 | 20 | Q1 2020 CAP MW Sampling | PW-07 | CAP1Q20-PW-07-021420 | TotalTable3 | FS | 2020-02-14 | 4167.7 | 4200 | 17
Q1 2020 CAP MW Sampling | PW-09 | CAP1Q20-PW-09-021220 | TotalTable3 | FS | 2020-02-12 | 43.3 | 43 | 20 | Q1 2020 CAP MW Sampling | PW-09 | CAP1Q20-PW-09-021220 | TotalTable3 | FS | 2020-02-12 | 43.3 | 43 | 17
Q1 2020 CAP MW Sampling | PW-11 | CAP1Q20-PW-11-021320 | TotalTable3 | FS | 2020-02-13 | 680550 | 680000 | 20 | Q1 2020 CAP MW Sampling | PW-11 | CAP1Q20-PW-11-021320 | TotalTable3 | FS | 2020-02-13 | 675750 | 680000 | 17
Q1 2020 CAP MW Sampling | PZ-22 | CAP1Q20-PZ-22-022020 | TotalTable3 | FS | 2020-02-20 | 252256 | 250000 | 20 | Q1 2020 CAP MW Sampling | PZ-22 | CAP1Q20-PZ-22-022020 | TotalTable3 | FS | 2020-02-20 | 249916 | 250000 | 17
Q1 2020 CAP MW Sampling | SMW-10 | CAP1Q20-SMW-10-021020 | TotalTable3 | FS | 2020-02-10 | 42 | 42 | 20 | Q1 2020 CAP MW Sampling | SMW-10 | CAP1Q20-SMW-10-021020 | TotalTable3 | FS | 2020-02-10 | 42 | 42 | 17
Q1 2020 CAP MW Sampling | SMW-10 | CAP1Q20-SMW-10-021020-D | TotalTable3 | DUP | 2020-02-10 | 44 | 44 | 20 | Q1 2020 CAP MW Sampling | SMW-10 | CAP1Q20-SMW-10-021020-D | TotalTable3 | DUP | 2020-02-10 | 44 | 44 | 17
Q1 2020 CAP MW Sampling | SMW-11 | CAP1Q20-SMW-11-021120 | TotalTable3 | FS | 2020-02-11 | 5198.7 | 5200 | 20 | Q1 2020 CAP MW Sampling | SMW-11 | CAP1Q20-SMW-11-021120 | TotalTable3 | FS | 2020-02-11 | 5149.7 | 5100 | 17
Q1 2020 CAP MW Sampling | SMW-12 | CAP1Q20-SMW-12-021220 | TotalTable3 | FS | 2020-02-12 | 10316 | 10000 | 20 | Q1 2020 CAP MW Sampling | SMW-12 | CAP1Q20-SMW-12-021220 | TotalTable3 | FS | 2020-02-12 | 10106 | 10000 | 17
Q1 2020 CAP SW Sampling | CFR-BLADEN | CAP1Q20-CFR-BLADEN-040220 | TotalTable3 | FS | 2020-04-02 | 112.7 | 110 | 20 | Q1 2020 CAP SW Sampling | CFR-BLADEN | CAP1Q20-CFR-BLADEN-040220 | TotalTable3 | FS | 2020-04-02 | 86.6 | 87 | 17
Q1 2020 CAP SW Sampling | CFR-BLADEN | CAP1Q20-CFR-BLADEN-040220-D | TotalTable3 | DUP | 2020-04-02 | 109.1 | 110 | 20 | Q1 2020 CAP SW Sampling | CFR-BLADEN | CAP1Q20-CFR-BLADEN-040220-D | TotalTable3 | DUP | 2020-04-02 | 81.6 | 82 | 17
Q1 2020 CAP SW Sampling | CFR-KINGS | CAP1Q20-CFR-KINGS-040620 | TotalTable3 | FS | 2020-04-06 | 130.6 | 130 | 20 | Q1 2020 CAP SW Sampling | CFR-KINGS | CAP1Q20-CFR-KINGS-040620 | TotalTable3 | FS | 2020-04-06 | 97.7 | 98 | 17
Q1 2020 CAP SW Sampling | CFR-MILE-76 | CAP1Q20-CFR-RM-76-040220 | TotalTable3 | FS | 2020-04-02 | 0 | 0 | 20 | Q1 2020 CAP SW Sampling | CFR-MILE-76 | CAP1Q20-CFR-RM-76-040220 | TotalTable3 | FS | 2020-04-02 | 0 | 0 | 17
Q1 2020 CAP SW Sampling | Excess River Water | EXCESS RIVER WATER-24-040320 | TotalTable3 | FS | 2020-04-03 | 129.8 | 130 | 20 | Q1 2020 CAP SW Sampling | Excess River Water | EXCESS RIVER WATER-24-040320 | TotalTable3 | FS | 2020-04-03 | 99.7 | 100 | 17
Q1 2020 CAP SW Sampling | GBC-1 | CAP1Q20-GBC-1-040220 | TotalTable3 | FS | 2020-04-02 | 1935.6 | 1900 | 20 | Q1 2020 CAP SW Sampling | GBC-1 | CAP1Q20-GBC-1-040220 | TotalTable3 | FS | 2020-04-02 | 1839.1 | 1800 | 17
Q1 2020 CAP SW Sampling | OLDOF-1 | CAP1Q20-OLDOF-1-24-040320 | TotalTable3 | FS | 2020-04-03 | 113505 | 110000 | 20 | Q1 2020 CAP SW Sampling | OLDOF-1 | CAP1Q20-OLDOF-1-24-040320 | TotalTable3 | FS | 2020-04-03 | 111865 | 110000 | 17
Q1 2020 CAP SW Sampling | OUTFALL 002 | CAP1Q20-OUTFALL 002-040320 | TotalTable3 | FS | 2020-04-03 | 251.9 | 250 | 20 | Q1 2020 CAP SW Sampling | OUTFALL 002 | CAP1Q20-OUTFALL 002-040320 | TotalTable3 | FS | 2020-04-03 | 133.6 | 130 | 17
Q1 2020 CAP SW Sampling | OUTFALL 002 | O2400402 | TotalTable3 | FS | 2020-04-03 | 319 | 320 | 20 | Q1 2020 CAP SW Sampling | OUTFALL 002 | O2400402 | TotalTable3 | FS | 2020-04-03 | 178.1 | 180 | 17
Q1 2020 CAP SW Sampling | SEEP-A | CAP1Q20-SEEP-A-24-040320 | TotalTable3 | FS | 2020-04-03 | 294173 | 290000 | 20 | Q1 2020 CAP SW Sampling | SEEP-A | CAP1Q20-SEEP-A-24-040320 | TotalTable3 | FS | 2020-04-03 | 262773 | 260000 | 17
Q1 2020 CAP SW Sampling | SEEP-B | CAP1Q20-SEEP-B-24-040320 | TotalTable3 | FS | 2020-04-03 | 344886 | 340000 | 20 | Q1 2020 CAP SW Sampling | SEEP-B | CAP1Q20-SEEP-B-24-040320 | TotalTable3 | FS | 2020-04-03 | 312486 | 310000 | 17
Q1 2020 CAP SW Sampling | SEEP-C | CAP1Q20-SEEP-C-24-040320 | TotalTable3 | FS | 2020-04-03 | 317364 | 320000 | 20 | Q1 2020 CAP SW Sampling | SEEP-C | CAP1Q20-SEEP-C-24-040320 | TotalTable3 | FS | 2020-04-03 | 310964 | 310000 | 17
Q1 2020 CAP SW Sampling | SEEP-D | CAP1Q20-SEEP-D-24-040320 | TotalTable3 | FS | 2020-04-03 | 183997 | 180000 | 20 | Q1 2020 CAP SW Sampling | SEEP-D | CAP1Q20-SEEP-D-24-040320 | TotalTable3 | FS | 2020-04-03 | 179597 | 180000 | 17
Q1 2020 CAP SW Sampling | CFR-TARHEEL | CAP1Q20-CFR-TARHEEL-040220 | TotalTable3 | FS | 2020-04-02 | 132.3 | 130 | 20 | Q1 2020 CAP SW Sampling | CFR-TARHEEL | CAP1Q20-CFR-TARHEEL-040220 | TotalTable3 | FS | 2020-04-02 | 91.2 | 91 | 17
Q1 2020 CAP SW Sampling | CFR-TARHEEL | CAP1Q20-CFR-TARHEEL-24-040320 | TotalTable3 | FS | 2020-04-03 | 155.6 | 160 | 20 | Q1 2020 CAP SW Sampling | CFR-TARHEEL | CAP1Q20-CFR-TARHEEL-24-040320 | TotalTable3 | FS | 2020-04-03 | 121.8 | 120 | 17
Q1 2020 CAP SW Sampling | WC-1 | CAP1Q20-WC-1-24-040320 | TotalTable3 | FS | 2020-04-03 | 2360.3 | 2400 | 37 | Q1 2020 CAP SW Sampling | WC-1 | CAP1Q20-WC-1-24-040320 | TotalTable3 | FS | 2020-04-03 | 2003.3 | 2000 | 17
Note on F2: [Threaded comment] Your version of Excel allows you to read this threaded comment; however, any edits to it will get removed if the file is opened in a newer version of Excel. Learn more: https://go.microsoft.com/fwlink/?linkid=870924 Comment: @Cathy Crea - noting some hidden columns here. I suggest we unhide everything. That way we are less likely to have something slip our review and we don't give the potential perception of trying to hide somethign. Reply: Sometihng about rounding. Cathy to investigate.

## WOHuske
# ---------------------------------- WARNING ----------------------------------------
# Some of the data that you have obtained from this U.S. Geological Survey database
# may not have received Director's approval. Any such data values are qualified
# as provisional and are subject to revision. Provisional data are released on the
# condition that neither the USGS nor the United States Government may be held liable
# for any damages resulting from its use.
#
# Additional info: https://help.waterdata.usgs.gov/policies/provisional-data-statement
#
# File-format description: https://help.waterdata.usgs.gov/faq/about-tab-delimited-output
# Automated-retrieval info: https://help.waterdata.usgs.gov/faq/automated-retrievals
#
# Contact: gs-w_support_nwisweb@usgs.gov
# retrieved: 2020-06-15 14:46:08 EDT (caww02)
#
# Data for the following 1 site(s) are contained in this file
# USGS 02105500 CAPE FEAR R AT WILM O HUSKE LOCK NR TARHEEL, NC
# -----------------------------------------------------------------------------------
#
# Data provided for site 02105500
# TS parameter Description
# 89678 00060 Discharge, cubic feet per second
# 89679 00065 Gage height, feet
# 89684 00045 Precipitation, total, inches
#
# Data-value qualification codes included in this output:
# A Approved for publication -- Processing and review completed.
# P Provisional data subject to revision.
#
agency_cd site_no datetime tz_cd 89678_00060 89678_00060_cd 89679_00065 89679_00065_cd 89684_00045 89684_00045_cd
5s 15s 20d 6s 14n 10s 14n 10s 14n 10s
|  | Date | Time |  | discharge (ft3/sec) |  | gage height (ft) |  | precipitation (inches) |  | Seconds
USGS | 2105500 | 2020-04-01 | 0:00 | EDT | 5690 | P | 3.86 | P | 0 | A | 900 | 38307640.5
USGS | 2105500 | 2020-04-01 | 0:15 | EDT | 5660 | P | 3.85 | P | 0 | A | 900 | 38105667
USGS | 2105500 | 2020-04-01 | 0:30 | EDT | 5660 | P | 3.85 | P | 0 | A | 900 | 38105667
USGS | 2105500 | 2020-04-01 | 0:45 | EDT | 5640 | P | 3.84 | P | 0.01 | A | 900 | 37971018
USGS | 2105500 | 2020-04-01 | 1:00 | EDT | 5640 | P | 3.84 | P | 0.02 | A | 900 | 37971018
USGS | 2105500 | 2020-04-01 | 1:15 | EDT | 5640 | P | 3.84 | P | 0.02 | A | 900 | 37971018
USGS | 2105500 | 2020-04-01 | 1:30 | EDT | 5640 | P | 3.84 | P | 0 | A | 900 | 37971018
USGS | 2105500 | 2020-04-01 | 1:45 | EDT | 5610 | P | 3.83 | P | 0 | A | 900 | 37769044.5
USGS | 2105500 | 2020-04-01 | 2:00 | EDT | 5610 | P | 3.83 | P | 0 | A | 900 | 37769044.5
USGS | 2105500 | 2020-04-01 | 2:15 | EDT | 5610 | P | 3.83 | P | 0 | A | 900 | 37769044.5
USGS | 2105500 | 2020-04-01 | 2:30 | EDT | 5580 | P | 3.82 | P | 0 | A | 900 | 37567071
USGS | 2105500 | 2020-04-01 | 2:45 | EDT | 5580 | P | 3.82 | P | 0 | A | 900 | 37567071
USGS | 2105500 | 2020-04-01 | 3:00 | EDT | 5580 | P | 3.82 | P | 0 | A | 900 | 37567071
USGS | 2105500 | 2020-04-01 | 3:15 | EDT | 5580 | P | 3.82 | P | 0.01 | A | 900 | 37567071
USGS | 2105500 | 2020-04-01 | 3:30 | EDT | 5560 | P | 3.81 | P | 0 | A | 900 | 37432422
USGS | 2105500 | 2020-04-01 | 3:45 | EDT | 5560 | P | 3.81 | P | 0 | A | 900 | 37432422
USGS | 2105500 | 2020-04-01 | 4:00 | EDT | 5560 | P | 3.81 | P | 0 | A | 900 | 37432422
USGS | 2105500 | 2020-04-01 | 4:15 | EDT | 5530 | P | 3.8 | P | 0 | A | 900 | 37230448.5
USGS | 2105500 | 2020-04-01 | 4:30 | EDT | 5530 | P | 3.8 | P | 0 | A | 900 | 37230448.5
USGS | 2105500 | 2020-04-01 | 4:45 | EDT | 5530 | P | 3.8 | P | 0 | A | 900 | 37230448.5
USGS | 2105500 | 2020-04-01 | 5:00 | EDT | 5530 | P | 3.8 | P | 0 | A | 900 | 37230448.5
USGS | 2105500 | 2020-04-01 | 5:15 | EDT | 5530 | P | 3.8 | P | 0 | A | 900 | 37230448.5
USGS | 2105500 | 2020-04-01 | 5:30 | EDT | 5530 | P | 3.8 | P | 0 | A | 900 | 37230448.5
USGS | 2105500 | 2020-04-01 | 5:45 | EDT | 5500 | P | 3.79 | P | 0 | A | 900 | 37028475
USGS | 2105500 | 2020-04-01 | 6:00 | EDT | 5480 | P | 3.78 | P | 0 | A | 900 | 36893826
USGS | 2105500 | 2020-04-01 | 6:15 | EDT | 5500 | P | 3.79 | P | 0 | A | 900 | 37028475
USGS | 2105500 | 2020-04-01 | 6:30 | EDT | 5480 | P | 3.78 | P | 0 | A | 900 | 36893826
USGS | 2105500 | 2020-04-01 | 6:45 | EDT | 5480 | P | 3.78 | P | 0 | A | 900 | 36893826
USGS | 2105500 | 2020-04-01 | 7:00 | EDT | 5480 | P | 3.78 | P | 0 | A | 900 | 36893826
USGS | 2105500 | 2020-04-01 | 7:15 | EDT | 5480 | P | 3.78 | P | 0 | A | 900 | 36893826
USGS | 2105500 | 2020-04-01 | 7:30 | EDT | 5480 | P | 3.78 | P | 0 | A | 900 | 36893826
USGS | 2105500 | 2020-04-01 | 7:45 | EDT | 5450 | P | 3.77 | P | 0 | A | 900 | 36691852.5
USGS | 2105500 | 2020-04-01 | 8:00 | EDT | 5480 | P | 3.78 | P | 0 | A | 900 | 36893826
USGS | 2105500 | 2020-04-01 | 8:15 | EDT | 5450 | P | 3.77 | P | 0 | A | 900 | 36691852.5
USGS | 2105500 | 2020-04-01 | 8:30 | EDT | 5450 | P | 3.77 | P | 0 | A | 900 | 36691852.5
USGS | 2105500 | 2020-04-01 | 8:45 | EDT | 5450 | P | 3.77 | P | 0 | A | 900 | 36691852.5
USGS | 2105500 | 2020-04-01 | 9:00 | EDT | 5450 | P | 3.77 | P | 0 | A | 900 | 36691852.5
USGS | 2105500 | 2020-04-01 | 9:15 | EDT | 5420 | P | 3.76 | P | 0 | A | 900 | 36489879
USGS | 2105500 | 2020-04-01 | 9:30 | EDT | 5420 | P | 3.76 | P | 0 | A | 900 | 36489879
USGS | 2105500 | 2020-04-01 | 9:45 | EDT | 5450 | P | 3.77 | P | 0 | A | 900 | 36691852.5
USGS | 2105500 | 2020-04-01 | 10:00 | EDT | 5420 | P | 3.76 | P | 0 | A | 900 | 36489879
USGS | 2105500 | 2020-04-01 | 10:15 | EDT | 5420 | P | 3.76 | P | 0 | A | 900 | 36489879
USGS | 2105500 | 2020-04-01 | 10:30 | EDT | 5420 | P | 3.76 | P | 0 | A | 900 | 36489879
USGS | 2105500 | 2020-04-01 | 10:45 | EDT | 5420 | P | 3.76 | P | 0 | A | 900 | 36489879
USGS | 2105500 | 2020-04-01 | 11:00 | EDT | 5420 | P | 3.76 | P | 0 | A | 900 | 36489879
USGS | 2105500 | 2020-04-01 | 11:15 | EDT | 5450 | P | 3.77 | P | 0 | A | 900 | 36691852.5
USGS | 2105500 | 2020-04-01 | 11:30 | EDT | 5400 | P | 3.75 | P | 0 | A | 900 | 36355230
USGS | 2105500 | 2020-04-01 | 11:45 | EDT | 5420 | P | 3.76 | P | 0 | A | 900 | 36489879
USGS | 2105500 | 2020-04-01 | 12:00 | EDT | 5420 | P | 3.76 | P | 0 | A | 900 | 36489879
USGS | 2105500 | 2020-04-01 | 12:15 | EDT | 5420 | P | 3.76 | P | 0 | A | 900 | 36489879
USGS | 2105500 | 2020-04-01 | 12:30 | EDT | 5400 | P | 3.75 | P | 0 | A | 900 | 36355230
USGS | 2105500 | 2020-04-01 | 12:45 | EDT | 5400 | P | 3.75 | P | 0 | A | 900 | 36355230
USGS | 2105500 | 2020-04-01 | 13:00 | EDT | 5400 | P | 3.75 | P | 0 | A | 900 | 36355230
USGS | 2105500 | 2020-04-01 | 13:15 | EDT | 5400 | P | 3.75 | P | 0 | A | 900 | 36355230
USGS | 2105500 | 2020-04-01 | 13:30 | EDT | 5400 | P | 3.75 | P | 0 | A | 900 | 36355230
USGS | 2105500 | 2020-04-01 | 13:45 | EDT | 5400 | P | 3.75 | P | 0 | A | 900 | 36355230
USGS | 2105500 | 2020-04-01 | 14:00 | EDT | 5370 | P | 3.74 | P | 0 | A | 900 | 36153256.5
USGS | 2105500 | 2020-04-01 | 14:15 | EDT | 5370 | P | 3.74 | P | 0 | A | 900 | 36153256.5
USGS | 2105500 | 2020-04-01 | 14:30 | EDT | 5400 | P | 3.75 | P | 0 | A | 900 | 36355230
USGS | 2105500 | 2020-04-01 | 14:45 | EDT | 5370 | P | 3.74 | P | 0 | A | 900 | 36153256.5
USGS | 2105500 | 2020-04-01 | 15:00 | EDT | 5400 | P | 3.75 | P | 0 | A | 900 | 36355230
USGS | 2105500 | 2020-04-01 | 15:15 | EDT | 5400 | P | 3.75 | P | 0 | A | 900 | 36355230
USGS | 2105500 | 2020-04-01 | 15:30 | EDT | 5370 | P | 3.74 | P | 0 | A | 900 | 36153256.5
USGS | 2105500 | 2020-04-01 | 15:45 | EDT | 5370 | P | 3.74 | P | 0 | A | 900 | 36153256.5
USGS | 2105500 | 2020-04-01 | 16:00 | EDT | 5350 | P | 3.73 | P | 0 | A | 900 | 36018607.5
USGS | 2105500 | 2020-04-01 | 16:15 | EDT | 5370 | P | 3.74 | P | 0 | A | 900 | 36153256.5
USGS | 2105500 | 2020-04-01 | 16:30 | EDT | 5400 | P | 3.75 | P | 0 | A | 900 | 36355230
USGS | 2105500 | 2020-04-01 | 16:45 | EDT | 5400 | P | 3.75 | P | 0 | A | 900 | 36355230
USGS | 2105500 | 2020-04-01 | 17:00 | EDT | 5400 | P | 3.75 | P | 0 | A | 900 | 36355230
USGS | 2105500 | 2020-04-01 | 17:15 | EDT | 5350 | P | 3.73 | P | 0 | A | 900 | 36018607.5
USGS | 2105500 | 2020-04-01 | 17:30 | EDT | 5350 | P | 3.73 | P | 0 | A | 900 | 36018607.5
USGS | 2105500 | 2020-04-01 | 17:45 | EDT | 5350 | P | 3.73 | P | 0 | A | 900 | 36018607.5
USGS | 2105500 | 2020-04-01 | 18:00 | EDT | 5350 | P | 3.73 | P | 0 | A | 900 | 36018607.5
USGS | 2105500 | 2020-04-01 | 18:15 | EDT | 5350 | P | 3.73 | P | 0 | A | 900 | 36018607.5
USGS | 2105500 | 2020-04-01 | 18:30 | EDT | 5350 | P | 3.73 | P | 0 | A | 900 | 36018607.5
USGS | 2105500 | 2020-04-01 | 18:45 | EDT | 5320 | P | 3.72 | P | 0 | A | 900 | 35816634
USGS | 2105500 | 2020-04-01 | 19:00 | EDT | 5320 | P | 3.72 | P | 0 | A | 900 | 35816634
USGS | 2105500 | 2020-04-01 | 19:15 | EDT | 5320 | P | 3.72 | P | 0 | A | 900 | 35816634
USGS | 2105500 | 2020-04-01 | 19:30 | EDT | 5320 | P | 3.72 | P | 0 | A | 900 | 35816634
USGS | 2105500 | 2020-04-01 | 19:45 | EDT | 5350 | P | 3.73 | P | 0 | A | 900 | 36018607.5
USGS | 2105500 | 2020-04-01 | 20:00 | EDT | 5320 | P | 3.72 | P | 0 | A | 900 | 35816634
USGS | 2105500 | 2020-04-01 | 20:15 | EDT | 5320 | P | 3.72 | P | 0 | A | 900 | 35816634
USGS | 2105500 | 2020-04-01 | 20:30 | EDT | 5320 | P | 3.72 | P | 0 | A | 900 | 35816634
USGS | 2105500 | 2020-04-01 | 20:45 | EDT | 5320 | P | 3.72 | P | 0 | A | 900 | 35816634
USGS | 2105500 | 2020-04-01 | 21:00 | EDT | 5320 | P | 3.72 | P | 0 | A | 900 | 35816634
USGS | 2105500 | 2020-04-01 | 21:15 | EDT | 5320 | P | 3.72 | P | 0 | A | 900 | 35816634
USGS | 2105500 | 2020-04-01 | 21:30 | EDT | 5320 | P | 3.72 | P | 0 | A | 900 | 35816634
USGS | 2105500 | 2020-04-01 | 21:45 | EDT | 5320 | P | 3.72 | P | 0 | A | 900 | 35816634
USGS | 2105500 | 2020-04-01 | 22:00 | EDT | 5320 | P | 3.72 | P | 0 | A | 900 | 35816634
USGS | 2105500 | 2020-04-01 | 22:15 | EDT | 5320 | P | 3.72 | P | 0 | A | 900 | 35816634
USGS | 2105500 | 2020-04-01 | 22:30 | EDT | 5320 | P | 3.72 | P | 0 | A | 900 | 35816634
USGS | 2105500 | 2020-04-01 | 22:45 | EDT | 5290 | P | 3.71 | P | 0 | A | 900 | 35614660.5
USGS | 2105500 | 2020-04-01 | 23:00 | EDT | 5290 | P | 3.71 | P | 0 | A | 900 | 35614660.5
USGS | 2105500 | 2020-04-01 | 23:15 | EDT | 5290 | P | 3.71 | P | 0 | A | 900 | 35614660.5
USGS | 2105500 | 2020-04-01 | 23:30 | EDT | 5290 | P | 3.71 | P | 0 | A | 900 | 35614660.5
USGS | 2105500 | 2020-04-01 | 23:45 | EDT | 5290 | P | 3.71 | P | 0 | A | 900 | 35614660.5
USGS | 2105500 | 2020-04-02 | 0:00 | EDT | 5290 | P | 3.71 | P | 0 | A | 900 | 35614660.5
USGS | 2105500 | 2020-04-02 | 0:15 | EDT | 5290 | P | 3.71 | P | 0 | A | 900 | 35614660.5
USGS | 2105500 | 2020-04-02 | 0:30 | EDT | 5290 | P | 3.71 | P | 0 | A | 900 | 35614660.5
USGS | 2105500 | 2020-04-02 | 0:45 | EDT | 5290 | P | 3.71 | P | 0 | A | 900 | 35614660.5
USGS | 2105500 | 2020-04-02 | 1:00 | EDT | 5290 | P | 3.71 | P | 0 | A | 900 | 35614660.5
USGS | 2105500 | 2020-04-02 | 1:15 | EDT | 5290 | P | 3.71 | P | 0 | A | 900 | 35614660.5
USGS | 2105500 | 2020-04-02 | 1:30 | EDT | 5270 | P | 3.7 | P | 0 | A | 900 | 35480011.5
USGS | 2105500 | 2020-04-02 | 1:45 | EDT | 5270 | P | 3.7 | P | 0 | A | 900 | 35480011.5
USGS | 2105500 | 2020-04-02 | 2:00 | EDT | 5270 | P | 3.7 | P | 0 | A | 900 | 35480011.5
USGS | 2105500 | 2020-04-02 | 2:15 | EDT | 5270 | P | 3.7 | P | 0 | A | 900 | 35480011.5
USGS | 2105500 | 2020-04-02 | 2:30 | EDT | 5270 | P | 3.7 | P | 0 | A | 900 | 35480011.5
USGS | 2105500 | 2020-04-02 | 2:45 | EDT | 5240 | P | 3.69 | P | 0 | A | 900 | 35278038
USGS | 2105500 | 2020-04-02 | 3:00 | EDT | 5240 | P | 3.69 | P | 0 | A | 900 | 35278038
USGS | 2105500 | 2020-04-02 | 3:15 | EDT | 5240 | P | 3.69 | P | 0 | A | 900 | 35278038
USGS | 2105500 | 2020-04-02 | 3:30 | EDT | 5240 | P | 3.69 | P | 0 | A | 900 | 35278038
USGS | 2105500 | 2020-04-02 | 3:45 | EDT | 5220 | P | 3.68 | P | 0 | A | 900 | 35143389
USGS | 2105500 | 2020-04-02 | 4:00 | EDT | 5220 | P | 3.68 | P | 0 | A | 900 | 35143389
USGS | 2105500 | 2020-04-02 | 4:15 | EDT | 5190 | P | 3.67 | P | 0 | A | 900 | 34941415.5
USGS | 2105500 | 2020-04-02 | 4:30 | EDT | 5190 | P | 3.67 | P | 0 | A | 900 | 34941415.5
USGS | 2105500 | 2020-04-02 | 4:45 | EDT | 5190 | P | 3.67 | P | 0 | A | 900 | 34941415.5
USGS | 2105500 | 2020-04-02 | 5:00 | EDT | 5170 | P | 3.66 | P | 0 | A | 900 | 34806766.5
USGS | 2105500 | 2020-04-02 | 5:15 | EDT | 5170 | P | 3.66 | P | 0 | A | 900 | 34806766.5
USGS | 2105500 | 2020-04-02 | 5:30 | EDT | 5170 | P | 3.66 | P | 0 | A | 900 | 34806766.5
USGS | 2105500 | 2020-04-02 | 5:45 | EDT | 5140 | P | 3.65 | P | 0 | A | 900 | 34604793
USGS | 2105500 | 2020-04-02 | 6:00 | EDT | 5140 | P | 3.65 | P | 0 | A | 900 | 34604793
USGS | 2105500 | 2020-04-02 | 6:15 | EDT | 5110 | P | 3.64 | P | 0 | A | 900 | 34402819.5
USGS | 2105500 | 2020-04-02 | 6:30 | EDT | 5110 | P | 3.64 | P | 0 | A | 900 | 34402819.5
USGS | 2105500 | 2020-04-02 | 6:45 | EDT | 5090 | P | 3.63 | P | 0 | A | 900 | 34268170.5
USGS | 2105500 | 2020-04-02 | 7:00 | EDT | 5090 | P | 3.63 | P | 0 | A | 900 | 34268170.5
USGS | 2105500 | 2020-04-02 | 7:15 | EDT | 5040 | P | 3.61 | P | 0 | A | 900 | 33931548
USGS | 2105500 | 2020-04-02 | 7:30 | EDT | 5010 | P | 3.6 | P | 0 | A | 900 | 33729574.5
USGS | 2105500 | 2020-04-02 | 7:45 | EDT | 5010 | P | 3.6 | P | 0 | A | 900 | 33729574.5
USGS | 2105500 | 2020-04-02 | 8:00 | EDT | 4990 | P | 3.59 | P | 0 | A | 900 | 33594925.5
USGS | 2105500 | 2020-04-02 | 8:15 | EDT | 4960 | P | 3.58 | P | 0 | A | 900 | 33392952
USGS | 2105500 | 2020-04-02 | 8:30 | EDT | 4940 | P | 3.57 | P | 0 | A | 900 | 33258303
USGS | 2105500 | 2020-04-02 | 8:45 | EDT | 4940 | P | 3.57 | P | 0 | A | 900 | 33258303
USGS | 2105500 | 2020-04-02 | 9:00 | EDT | 4910 | P | 3.56 | P | 0 | A | 900 | 33056329.5
USGS | 2105500 | 2020-04-02 | 9:15 | EDT | 4910 | P | 3.56 | P | 0 | A | 900 | 33056329.5
USGS | 2105500 | 2020-04-02 | 9:30 | EDT | 4860 | P | 3.54 | P | 0 | A | 900 | 32719707
USGS | 2105500 | 2020-04-02 | 9:45 | EDT | 4840 | P | 3.53 | P | 0 | A | 900 | 32585058
USGS | 2105500 | 2020-04-02 | 10:00 | EDT | 4860 | P | 3.54 | P | 0 | A | 900 | 32719707
USGS | 2105500 | 2020-04-02 | 10:15 | EDT | 4840 | P | 3.53 | P | 0 | A | 900 | 32585058
USGS | 2105500 | 2020-04-02 | 10:30 | EDT | 4790 | P | 3.51 | P | 0 | A | 900 | 32248435.5
USGS | 2105500 | 2020-04-02 | 10:45 | EDT | 4740 | P | 3.49 | P | 0 | A | 900 | 31911813
USGS | 2105500 | 2020-04-02 | 11:00 | EDT | 4770 | P | 3.5 | P | 0 | A | 900 | 32113786.5
USGS | 2105500 | 2020-04-02 | 11:15 | EDT | 4740 | P | 3.49 | P | 0 | A | 900 | 31911813
USGS | 2105500 | 2020-04-02 | 11:30 | EDT | 4690 | P | 3.47 | P | 0 | A | 900 | 31575190.5
USGS | 2105500 | 2020-04-02 | 11:45 | EDT | 4690 | P | 3.47 | P | 0 | A | 900 | 31575190.5
USGS | 2105500 | 2020-04-02 | 12:00 | EDT | 4690 | P | 3.47 | P | 0 | A | 900 | 31575190.5
USGS | 2105500 | 2020-04-02 | 12:15 | EDT | 4620 | P | 3.44 | P | 0 | A | 900 | 31103919
USGS | 2105500 | 2020-04-02 | 12:30 | EDT | 4620 | P | 3.44 | P | 0 | A | 900 | 31103919
USGS | 2105500 | 2020-04-02 | 12:45 | EDT | 4570 | P | 3.42 | P | 0 | A | 900 | 30767296.5
USGS | 2105500 | 2020-04-02 | 13:00 | EDT | 4530 | P | 3.4 | P | 0 | A | 900 | 30497998.5
USGS | 2105500 | 2020-04-02 | 13:15 | EDT | 4550 | P | 3.41 | P | 0 | A | 900 | 30632647.5
USGS | 2105500 | 2020-04-02 | 13:30 | EDT | 4530 | P | 3.4 | P | 0 | A | 900 | 30497998.5
USGS | 2105500 | 2020-04-02 | 13:45 | EDT | 4450 | P | 3.37 | P | 0 | A | 900 | 29959402.5
USGS | 2105500 | 2020-04-02 | 14:00 | EDT | 4430 | P | 3.36 | P | 0 | A | 900 | 29824753.5
USGS | 2105500 | 2020-04-02 | 14:15 | EDT | 4450 | P | 3.37 | P | 0 | A | 900 | 29959402.5
USGS | 2105500 | 2020-04-02 | 14:30 | EDT | 4380 | P | 3.34 | P | 0 | A | 900 | 29488131
USGS | 2105500 | 2020-04-02 | 14:45 | EDT | 4360 | P | 3.33 | P | 0 | A | 900 | 29353482
USGS | 2105500 | 2020-04-02 | 15:00 | EDT | 4340 | P | 3.32 | P | 0 | A | 900 | 29218833
USGS | 2105500 | 2020-04-02 | 15:15 | EDT | 4310 | P | 3.31 | P | 0 | A | 900 | 29016859.5
USGS | 2105500 | 2020-04-02 | 15:30 | EDT | 4310 | P | 3.31 | P | 0 | A | 900 | 29016859.5
USGS | 2105500 | 2020-04-02 | 15:45 | EDT | 4270 | P | 3.29 | P | 0 | A | 900 | 28747561.5
USGS | 2105500 | 2020-04-02 | 16:00 | EDT | 4270 | P | 3.29 | P | 0 | A | 900 | 28747561.5
USGS | 2105500 | 2020-04-02 | 16:15 | EDT | 4220 | P | 3.27 | P | 0 | A | 900 | 28410939
USGS | 2105500 | 2020-04-02 | 16:30 | EDT | 4180 | P | 3.25 | P | 0 | A | 900 | 28141641
USGS | 2105500 | 2020-04-02 | 16:45 | EDT | 4150 | P | 3.24 | P | 0 | A | 900 | 27939667.5
USGS | 2105500 | 2020-04-02 | 17:00 | EDT | 4150 | P | 3.24 | P | 0 | A | 900 | 27939667.5
USGS | 2105500 | 2020-04-02 | 17:15 | EDT | 4110 | P | 3.22 | P | 0 | A | 900 | 27670369.5
USGS | 2105500 | 2020-04-02 | 17:30 | EDT | 4060 | P | 3.2 | P | 0 | A | 900 | 27333747
USGS | 2105500 | 2020-04-02 | 17:45 | EDT | 4060 | P | 3.2 | P | 0 | A | 900 | 27333747
USGS | 2105500 | 2020-04-02 | 18:00 | EDT | 4060 | P | 3.2 | P | 0 | A | 900 | 27333747
USGS | 2105500 | 2020-04-02 | 18:15 | EDT | 4020 | P | 3.18 | P | 0 | A | 900 | 27064449
USGS | 2105500 | 2020-04-02 | 18:30 | EDT | 4020 | P | 3.18 | P | 0 | A | 900 | 27064449
USGS | 2105500 | 2020-04-02 | 18:45 | EDT | 4000 | P | 3.17 | P | 0 | A | 900 | 26929800
USGS | 2105500 | 2020-04-02 | 19:00 | EDT | 3980 | P | 3.16 | P | 0 | A | 900 | 26795151
USGS | 2105500 | 2020-04-02 | 19:15 | EDT | 3950 | P | 3.15 | P | 0 | A | 900 | 26593177.5
USGS | 2105500 | 2020-04-02 | 19:30 | EDT | 3930 | P | 3.14 | P | 0 | A | 900 | 26458528.5
USGS | 2105500 | 2020-04-02 | 19:45 | EDT | 3910 | P | 3.13 | P | 0 | A | 900 | 26323879.5
USGS | 2105500 | 2020-04-02 | 20:00 | EDT | 3890 | P | 3.12 | P | 0 | A | 900 | 26189230.5
USGS | 2105500 | 2020-04-02 | 20:15 | EDT | 3870 | P | 3.11 | P | 0 | A | 900 | 26054581.5
USGS | 2105500 | 2020-04-02 | 20:30 | EDT | 3850 | P | 3.1 | P | 0 | A | 900 | 25919932.5
USGS | 2105500 | 2020-04-02 | 20:45 | EDT | 3820 | P | 3.09 | P | 0 | A | 900 | 25717959
USGS | 2105500 | 2020-04-02 | 21:00 | EDT | 3820 | P | 3.09 | P | 0 | A | 900 | 25717959
USGS | 2105500 | 2020-04-02 | 21:15 | EDT | 3800 | P | 3.08 | P | 0 | A | 900 | 25583310
USGS | 2105500 | 2020-04-02 | 21:30 | EDT | 3780 | P | 3.07 | P | 0 | A | 900 | 25448661
USGS | 2105500 | 2020-04-02 | 21:45 | EDT | 3760 | P | 3.06 | P | 0 | A | 900 | 25314012
USGS | 2105500 | 2020-04-02 | 22:00 | EDT | 3760 | P | 3.06 | P | 0 | A | 900 | 25314012
USGS | 2105500 | 2020-04-02 | 22:15 | EDT | 3740 | P | 3.05 | P | 0 | A | 900 | 25179363
USGS | 2105500 | 2020-04-02 | 22:30 | EDT | 3720 | P | 3.04 | P | 0 | A | 900 | 25044714
USGS | 2105500 | 2020-04-02 | 22:45 | EDT | 3720 | P | 3.04 | P | 0 | A | 900 | 25044714
USGS | 2105500 | 2020-04-02 | 23:00 | EDT | 3700 | P | 3.03 | P | 0 | A | 900 | 24910065
USGS | 2105500 | 2020-04-02 | 23:15 | EDT | 3670 | P | 3.02 | P | 0 | A | 900 | 24708091.5
USGS | 2105500 | 2020-04-02 | 23:30 | EDT | 3670 | P | 3.02 | P | 0 | A | 900 | 24708091.5
USGS | 2105500 | 2020-04-02 | 23:45 | EDT | 3650 | P | 3.01 | P | 0 | A | 900 | 24573442.5
USGS | 2105500 | 2020-04-03 | 0:00 | EDT | 3650 | P | 3.01 | P | 0 | A | 900 | 24573442.5
USGS | 2105500 | 2020-04-03 | 0:15 | EDT | 3630 | P | 3 | P | 0 | A | 900 | 24438793.5
USGS | 2105500 | 2020-04-03 | 0:30 | EDT | 3610 | P | 2.99 | P | 0 | A | 900 | 24304144.5
USGS | 2105500 | 2020-04-03 | 0:45 | EDT | 3610 | P | 2.99 | P | 0 | A | 900 | 24304144.5
USGS | 2105500 | 2020-04-03 | 1:00 | EDT | 3590 | P | 2.98 | P | 0 | A | 900 | 24169495.5
USGS | 2105500 | 2020-04-03 | 1:15 | EDT | 3590 | P | 2.98 | P | 0 | A | 900 | 24169495.5
USGS | 2105500 | 2020-04-03 | 1:30 | EDT | 3590 | P | 2.98 | P | 0 | A | 900 | 24169495.5
USGS | 2105500 | 2020-04-03 | 1:45 | EDT | 3550 | P | 2.96 | P | 0 | A | 900 | 23900197.5
USGS | 2105500 | 2020-04-03 | 2:00 | EDT | 3570 | P | 2.97 | P | 0 | A | 900 | 24034846.5
USGS | 2105500 | 2020-04-03 | 2:15 | EDT | 3550 | P | 2.96 | P | 0 | A | 900 | 23900197.5
USGS | 2105500 | 2020-04-03 | 2:30 | EDT | 3550 | P | 2.96 | P | 0 | A | 900 | 23900197.5
USGS | 2105500 | 2020-04-03 | 2:45 | EDT | 3530 | P | 2.95 | P | 0 | A | 900 | 23765548.5
USGS | 2105500 | 2020-04-03 | 3:00 | EDT | 3510 | P | 2.94 | P | 0 | A | 900 | 23630899.5
USGS | 2105500 | 2020-04-03 | 3:15 | EDT | 3510 | P | 2.94 | P | 0 | A | 900 | 23630899.5
USGS | 2105500 | 2020-04-03 | 3:30 | EDT | 3510 | P | 2.94 | P | 0 | A | 900 | 23630899.5
USGS | 2105500 | 2020-04-03 | 3:45 | EDT | 3510 | P | 2.94 | P | 0 | A | 900 | 23630899.5
USGS | 2105500 | 2020-04-03 | 4:00 | EDT | 3490 | P | 2.93 | P | 0 | A | 900 | 23496250.5
USGS | 2105500 | 2020-04-03 | 4:15 | EDT | 3490 | P | 2.93 | P | 0 | A | 900 | 23496250.5
USGS | 2105500 | 2020-04-03 | 4:30 | EDT | 3490 | P | 2.93 | P | 0 | A | 900 | 23496250.5
USGS | 2105500 | 2020-04-03 | 4:45 | EDT | 3470 | P | 2.92 | P | 0 | A | 900 | 23361601.5
USGS | 2105500 | 2020-04-03 | 5:00 | EDT | 3470 | P | 2.92 | P | 0 | A | 900 | 23361601.5
USGS | 2105500 | 2020-04-03 | 5:15 | EDT | 3450 | P | 2.91 | P | 0 | A | 900 | 23226952.5
USGS | 2105500 | 2020-04-03 | 5:30 | EDT | 3450 | P | 2.91 | P | 0 | A | 900 | 23226952.5
USGS | 2105500 | 2020-04-03 | 5:45 | EDT | 3430 | P | 2.9 | P | 0 | A | 900 | 23092303.5
USGS | 2105500 | 2020-04-03 | 6:00 | EDT | 3430 | P | 2.9 | P | 0 | A | 900 | 23092303.5
USGS | 2105500 | 2020-04-03 | 6:15 | EDT | 3430 | P | 2.9 | P | 0 | A | 900 | 23092303.5
USGS | 2105500 | 2020-04-03 | 6:30 | EDT | 3410 | P | 2.89 | P | 0 | A | 900 | 22957654.5
USGS | 2105500 | 2020-04-03 | 6:45 | EDT | 3410 | P | 2.89 | P | 0 | A | 900 | 22957654.5
USGS | 2105500 | 2020-04-03 | 7:00 | EDT | 3410 | P | 2.89 | P | 0 | A | 900 | 22957654.5
USGS | 2105500 | 2020-04-03 | 7:15 | EDT | 3390 | P | 2.88 | P | 0 | A | 900 | 22823005.5
USGS | 2105500 | 2020-04-03 | 7:30 | EDT | 3390 | P | 2.88 | P | 0 | A | 900 | 22823005.5
USGS | 2105500 | 2020-04-03 | 7:45 | EDT | 3390 | P | 2.88 | P | 0 | A | 900 | 22823005.5
USGS | 2105500 | 2020-04-03 | 8:00 | EDT | 3370 | P | 2.87 | P | 0 | A | 900 | 22688356.5
USGS | 2105500 | 2020-04-03 | 8:15 | EDT | 3370 | P | 2.87 | P | 0 | A | 900 | 22688356.5
USGS | 2105500 | 2020-04-03 | 8:30 | EDT | 3370 | P | 2.87 | P | 0 | A | 900 | 22688356.5
USGS | 2105500 | 2020-04-03 | 8:45 | EDT | 3350 | P | 2.86 | P | 0 | A | 900 | 22553707.5
USGS | 2105500 | 2020-04-03 | 9:00 | EDT | 3350 | P | 2.86 | P | 0 | A | 900 | 22553707.5
USGS | 2105500 | 2020-04-03 | 9:15 | EDT | 3350 | P | 2.86 | P | 0 | A | 900 | 22553707.5
USGS | 2105500 | 2020-04-03 | 9:30 | EDT | 3350 | P | 2.86 | P | 0 | A | 900 | 22553707.5
USGS | 2105500 | 2020-04-03 | 9:45 | EDT | 3330 | P | 2.85 | P | 0 | A | 900 | 22419058.5
USGS | 2105500 | 2020-04-03 | 10:00 | EDT | 3330 | P | 2.85 | P | 0 | A | 900 | 22419058.5
USGS | 2105500 | 2020-04-03 | 10:15 | EDT | 3330 | P | 2.85 | P | 0 | A | 900 | 22419058.5
USGS | 2105500 | 2020-04-03 | 10:30 | EDT | 3330 | P | 2.85 | P | 0 | A | 900 | 22419058.5
USGS | 2105500 | 2020-04-03 | 10:45 | EDT | 3310 | P | 2.84 | P | 0 | A | 900 | 22284409.5
USGS | 2105500 | 2020-04-03 | 11:00 | EDT | 3310 | P | 2.84 | P | 0 | A | 900 | 22284409.5
USGS | 2105500 | 2020-04-03 | 11:15 | EDT | 3310 | P | 2.84 | P | 0 | A | 900 | 22284409.5
USGS | 2105500 | 2020-04-03 | 11:30 | EDT | 3290 | P | 2.83 | P | 0 | A | 900 | 22149760.5
USGS | 2105500 | 2020-04-03 | 11:45 | EDT | 3290 | P | 2.83 | P | 0 | A | 900 | 22149760.5
USGS | 2105500 | 2020-04-03 | 12:00 | EDT | 3270 | P | 2.82 | P | 0 | A | 900 | 22015111.5
USGS | 2105500 | 2020-04-03 | 12:15 | EDT | 3290 | P | 2.83 | P | 0 | A | 900 | 22149760.5
USGS | 2105500 | 2020-04-03 | 12:30 | EDT | 3250 | P | 2.81 | P | 0 | A | 900 | 21880462.5
USGS | 2105500 | 2020-04-03 | 12:45 | EDT | 3250 | P | 2.81 | P | 0 | A | 900 | 21880462.5
USGS | 2105500 | 2020-04-03 | 13:00 | EDT | 3230 | P | 2.8 | P | 0 | A | 900 | 21745813.5
USGS | 2105500 | 2020-04-03 | 13:15 | EDT | 3230 | P | 2.8 | P | 0 | A | 900 | 21745813.5
USGS | 2105500 | 2020-04-03 | 13:30 | EDT | 3210 | P | 2.79 | P | 0 | A | 900 | 21611164.5
USGS | 2105500 | 2020-04-03 | 13:45 | EDT | 3210 | P | 2.79 | P | 0 | A | 900 | 21611164.5
USGS | 2105500 | 2020-04-03 | 14:00 | EDT | 3230 | P | 2.8 | P | 0 | A | 900 | 21745813.5
USGS | 2105500 | 2020-04-03 | 14:15 | EDT | 3190 | P | 2.78 | P | 0 | A | 900 | 21476515.5
USGS | 2105500 | 2020-04-03 | 14:30 | EDT | 3230 | P | 2.8 | P | 0 | A | 900 | 21745813.5
USGS | 2105500 | 2020-04-03 | 14:45 | EDT | 3190 | P | 2.78 | P | 0 | A | 900 | 21476515.5
USGS | 2105500 | 2020-04-03 | 15:00 | EDT | 3170 | P | 2.77 | P | 0 | A | 900 | 21341866.5
USGS | 2105500 | 2020-04-03 | 15:15 | EDT | 3150 | P | 2.76 | P | 0 | A | 900 | 21207217.5
USGS | 2105500 | 2020-04-03 | 15:30 | EDT | 3150 | P | 2.76 | P | 0 | A | 900 | 21207217.5
USGS | 2105500 | 2020-04-03 | 15:45 | EDT | 3130 | P | 2.75 | P | 0 | A | 900 | 21072568.5
USGS | 2105500 | 2020-04-03 | 16:00 | EDT | 3110 | P | 2.74 | P | 0 | A | 900 | 20937919.5
USGS | 2105500 | 2020-04-03 | 16:15 | EDT | 3110 | P | 2.74 | P | 0 | A | 900 | 20937919.5
USGS | 2105500 | 2020-04-03 | 16:30 | EDT | 3090 | P | 2.73 | P | 0 | A | 900 | 20803270.5
USGS | 2105500 | 2020-04-03 | 16:45 | EDT | 3050 | P | 2.71 | P | 0 | A | 900 | 20533972.5
USGS | 2105500 | 2020-04-03 | 17:00 | EDT | 3070 | P | 2.72 | P | 0 | A | 900 | 20668621.5
USGS | 2105500 | 2020-04-03 | 17:15 | EDT | 3070 | P | 2.72 | P | 0 | A | 900 | 20668621.5
USGS | 2105500 | 2020-04-03 | 17:30 | EDT | 3050 | P | 2.71 | P | 0 | A | 900 | 20533972.5
USGS | 2105500 | 2020-04-03 | 17:45 | EDT | 3020 | P | 2.69 | P | 0 | A | 900 | 20331999
USGS | 2105500 | 2020-04-03 | 18:00 | EDT | 3020 | P | 2.69 | P | 0 | A | 900 | 20331999
USGS | 2105500 | 2020-04-03 | 18:15 | EDT | 3020 | P | 2.69 | P | 0 | A | 900 | 20331999
USGS | 2105500 | 2020-04-03 | 18:30 | EDT | 3020 | P | 2.69 | P | 0 | A | 900 | 20331999
USGS | 2105500 | 2020-04-03 | 18:45 | EDT | 3000 | P | 2.68 | P | 0 | A | 900 | 20197350
USGS | 2105500 | 2020-04-03 | 19:00 | EDT | 2980 | P | 2.67 | P | 0 | A | 900 | 20062701
USGS | 2105500 | 2020-04-03 | 19:15 | EDT | 2980 | P | 2.67 | P | 0 | A | 900 | 20062701
USGS | 2105500 | 2020-04-03 | 19:30 | EDT | 2960 | P | 2.66 | P | 0 | A | 900 | 19928052
USGS | 2105500 | 2020-04-03 | 19:45 | EDT | 2960 | P | 2.66 | P | 0 | A | 900 | 19928052
USGS | 2105500 | 2020-04-03 | 20:00 | EDT | 2940 | P | 2.65 | P | 0 | A | 900 | 19793403
USGS | 2105500 | 2020-04-03 | 20:15 | EDT | 2940 | P | 2.65 | P | 0 | A | 900 | 19793403
USGS | 2105500 | 2020-04-03 | 20:30 | EDT | 2940 | P | 2.65 | P | 0 | A | 900 | 19793403
USGS | 2105500 | 2020-04-03 | 20:45 | EDT | 2920 | P | 2.64 | P | 0 | A | 900 | 19658754
USGS | 2105500 | 2020-04-03 | 21:00 | EDT | 2920 | P | 2.64 | P | 0 | A | 900 | 19658754
USGS | 2105500 | 2020-04-03 | 21:15 | EDT | 2920 | P | 2.64 | P | 0 | A | 900 | 19658754
USGS | 2105500 | 2020-04-03 | 21:30 | EDT | 2920 | P | 2.64 | P | 0 | A | 900 | 19658754
USGS | 2105500 | 2020-04-03 | 21:45 | EDT | 2900 | P | 2.63 | P | 0 | A | 900 | 19524105
USGS | 2105500 | 2020-04-03 | 22:00 | EDT | 2900 | P | 2.63 | P | 0 | A | 900 | 19524105
USGS | 2105500 | 2020-04-03 | 22:15 | EDT | 2900 | P | 2.63 | P | 0 | A | 900 | 19524105
USGS | 2105500 | 2020-04-03 | 22:30 | EDT | 2900 | P | 2.63 | P | 0 | A | 900 | 19524105
USGS | 2105500 | 2020-04-03 | 22:45 | EDT | 2890 | P | 2.62 | P | 0 | A | 900 | 19456780.5
USGS | 2105500 | 2020-04-03 | 23:00 | EDT | 2890 | P | 2.62 | P | 0 | A | 900 | 19456780.5
USGS | 2105500 | 2020-04-03 | 23:15 | EDT | 2870 | P | 2.61 | P | 0 | A | 900 | 19322131.5
USGS | 2105500 | 2020-04-03 | 23:30 | EDT | 2850 | P | 2.6 | P | 0 | A | 900 | 19187482.5
USGS | 2105500 | 2020-04-03 | 23:45 | EDT | 2850 | P | 2.6 | P | 0 | A | 900 | 19187482.5
USGS | 2105500 | 2020-04-04 | 0:00 | EDT | 2850 | P | 2.6 | P | 0 | A | 900 | 19187482.5
USGS | 2105500 | 2020-04-04 | 0:15 | EDT | 2850 | P | 2.6 | P | 0 | A | 900 | 19187482.5
USGS | 2105500 | 2020-04-04 | 0:30 | EDT | 2850 | P | 2.6 | P | 0 | A | 900 | 19187482.5
USGS | 2105500 | 2020-04-04 | 0:45 | EDT | 2850 | P | 2.6 | P | 0 | A | 900 | 19187482.5
USGS | 2105500 | 2020-04-04 | 1:00 | EDT | 2830 | P | 2.59 | P | 0 | A | 900 | 19052833.5
USGS | 2105500 | 2020-04-04 | 1:15 | EDT | 2830 | P | 2.59 | P | 0 | A | 900 | 19052833.5
USGS | 2105500 | 2020-04-04 | 1:30 | EDT | 2830 | P | 2.59 | P | 0 | A | 900 | 19052833.5
USGS | 2105500 | 2020-04-04 | 1:45 | EDT | 2830 | P | 2.59 | P | 0 | A | 900 | 19052833.5
USGS | 2105500 | 2020-04-04 | 2:00 | EDT | 2810 | P | 2.58 | P | 0 | A | 900 | 18918184.5
USGS | 2105500 | 2020-04-04 | 2:15 | EDT | 2810 | P | 2.58 | P | 0 | A | 900 | 18918184.5
USGS | 2105500 | 2020-04-04 | 2:30 | EDT | 2810 | P | 2.58 | P | 0 | A | 900 | 18918184.5
USGS | 2105500 | 2020-04-04 | 2:45 | EDT | 2790 | P | 2.57 | P | 0 | A | 900 | 18783535.5
USGS | 2105500 | 2020-04-04 | 3:00 | EDT | 2790 | P | 2.57 | P | 0 | A | 900 | 18783535.5
USGS | 2105500 | 2020-04-04 | 3:15 | EDT | 2790 | P | 2.57 | P | 0 | A | 900 | 18783535.5
USGS | 2105500 | 2020-04-04 | 3:30 | EDT | 2790 | P | 2.57 | P | 0 | A | 900 | 18783535.5
USGS | 2105500 | 2020-04-04 | 3:45 | EDT | 2790 | P | 2.57 | P | 0 | A | 900 | 18783535.5
USGS | 2105500 | 2020-04-04 | 4:00 | EDT | 2780 | P | 2.56 | P | 0 | A | 900 | 18716211
USGS | 2105500 | 2020-04-04 | 4:15 | EDT | 2760 | P | 2.55 | P | 0 | A | 900 | 18581562
USGS | 2105500 | 2020-04-04 | 4:30 | EDT | 2760 | P | 2.55 | P | 0 | A | 900 | 18581562
USGS | 2105500 | 2020-04-04 | 4:45 | EDT | 2760 | P | 2.55 | P | 0 | A | 900 | 18581562
USGS | 2105500 | 2020-04-04 | 5:00 | EDT | 2760 | P | 2.55 | P | 0 | A | 900 | 18581562
USGS | 2105500 | 2020-04-04 | 5:15 | EDT | 2740 | P | 2.54 | P | 0 | A | 900 | 18446913
USGS | 2105500 | 2020-04-04 | 5:30 | EDT | 2760 | P | 2.55 | P | 0 | A | 900 | 18581562
USGS | 2105500 | 2020-04-04 | 5:45 | EDT | 2760 | P | 2.55 | P | 0 | A | 900 | 18581562
USGS | 2105500 | 2020-04-04 | 6:00 | EDT | 2740 | P | 2.54 | P | 0 | A | 900 | 18446913
USGS | 2105500 | 2020-04-04 | 6:15 | EDT | 2740 | P | 2.54 | P | 0 | A | 900 | 18446913
USGS | 2105500 | 2020-04-04 | 6:30 | EDT | 2740 | P | 2.54 | P | 0 | A | 900 | 18446913
USGS | 2105500 | 2020-04-04 | 6:45 | EDT | 2740 | P | 2.54 | P | 0 | A | 900 | 18446913
USGS | 2105500 | 2020-04-04 | 7:00 | EDT | 2740 | P | 2.54 | P | 0 | A | 900 | 18446913
USGS | 2105500 | 2020-04-04 | 7:15 | EDT | 2720 | P | 2.53 | P | 0 | A | 900 | 18312264
USGS | 2105500 | 2020-04-04 | 7:30 | EDT | 2720 | P | 2.53 | P | 0 | A | 900 | 18312264
USGS | 2105500 | 2020-04-04 | 7:45 | EDT | 2720 | P | 2.53 | P | 0 | A | 900 | 18312264
USGS | 2105500 | 2020-04-04 | 8:00 | EDT | 2720 | P | 2.53 | P | 0 | A | 900 | 18312264
USGS | 2105500 | 2020-04-04 | 8:15 | EDT | 2720 | P | 2.53 | P | 0 | A | 900 | 18312264
USGS | 2105500 | 2020-04-04 | 8:30 | EDT | 2710 | P | 2.52 | P | 0 | A | 900 | 18244939.5
USGS | 2105500 | 2020-04-04 | 8:45 | EDT | 2710 | P | 2.52 | P | 0 | A | 900 | 18244939.5
USGS | 2105500 | 2020-04-04 | 9:00 | EDT | 2710 | P | 2.52 | P | 0 | A | 900 | 18244939.5
USGS | 2105500 | 2020-04-04 | 9:15 | EDT | 2710 | P | 2.52 | P | 0 | A | 900 | 18244939.5
USGS | 2105500 | 2020-04-04 | 9:30 | EDT | 2710 | P | 2.52 | P | 0 | A | 900 | 18244939.5
USGS | 2105500 | 2020-04-04 | 9:45 | EDT | 2710 | P | 2.52 | P | 0 | A | 900 | 18244939.5
USGS | 2105500 | 2020-04-04 | 10:00 | EDT | 2690 | P | 2.51 | P | 0 | A | 900 | 18110290.5
USGS | 2105500 | 2020-04-04 | 10:15 | EDT | 2690 | P | 2.51 | P | 0 | A | 900 | 18110290.5
USGS | 2105500 | 2020-04-04 | 10:30 | EDT | 2710 | P | 2.52 | P | 0 | A | 900 | 18244939.5
USGS | 2105500 | 2020-04-04 | 10:45 | EDT | 2690 | P | 2.51 | P | 0 | A | 900 | 18110290.5
USGS | 2105500 | 2020-04-04 | 11:00 | EDT | 2690 | P | 2.51 | P | 0 | A | 900 | 18110290.5
USGS | 2105500 | 2020-04-04 | 11:15 | EDT | 2690 | P | 2.51 | P | 0 | A | 900 | 18110290.5
USGS | 2105500 | 2020-04-04 | 11:30 | EDT | 2690 | P | 2.51 | P | 0 | A | 900 | 18110290.5
USGS | 2105500 | 2020-04-04 | 11:45 | EDT | 2670 | P | 2.5 | P | 0 | A | 900 | 17975641.5
USGS | 2105500 | 2020-04-04 | 12:00 | EDT | 2670 | P | 2.5 | P | 0 | A | 900 | 17975641.5
USGS | 2105500 | 2020-04-04 | 12:15 | EDT | 2670 | P | 2.5 | P | 0 | A | 900 | 17975641.5
USGS | 2105500 | 2020-04-04 | 12:30 | EDT | 2670 | P | 2.5 | P | 0 | A | 900 | 17975641.5
USGS | 2105500 | 2020-04-04 | 12:45 | EDT | 2650 | P | 2.49 | P | 0 | A | 900 | 17840992.5
USGS | 2105500 | 2020-04-04 | 13:00 | EDT | 2670 | P | 2.5 | P | 0 | A | 900 | 17975641.5
USGS | 2105500 | 2020-04-04 | 13:15 | EDT | 2650 | P | 2.49 | P | 0 | A | 900 | 17840992.5
USGS | 2105500 | 2020-04-04 | 13:30 | EDT | 2650 | P | 2.49 | P | 0 | A | 900 | 17840992.5
USGS | 2105500 | 2020-04-04 | 13:45 | EDT | 2650 | P | 2.49 | P | 0 | A | 900 | 17840992.5
USGS | 2105500 | 2020-04-04 | 14:00 | EDT | 2630 | P | 2.48 | P | 0 | A | 900 | 17706343.5
USGS | 2105500 | 2020-04-04 | 14:15 | EDT | 2630 | P | 2.48 | P | 0 | A | 900 | 17706343.5
USGS | 2105500 | 2020-04-04 | 14:30 | EDT | 2630 | P | 2.48 | P | 0 | A | 900 | 17706343.5
USGS | 2105500 | 2020-04-04 | 14:45 | EDT | 2620 | P | 2.47 | P | 0 | A | 900 | 17639019
USGS | 2105500 | 2020-04-04 | 15:00 | EDT | 2620 | P | 2.47 | P | 0 | A | 900 | 17639019
USGS | 2105500 | 2020-04-04 | 15:15 | EDT | 2620 | P | 2.47 | P | 0 | A | 900 | 17639019
USGS | 2105500 | 2020-04-04 | 15:30 | EDT | 2620 | P | 2.47 | P | 0 | A | 900 | 17639019
USGS | 2105500 | 2020-04-04 | 15:45 | EDT | 2600 | P | 2.46 | P | 0 | A | 900 | 17504370
USGS | 2105500 | 2020-04-04 | 16:00 | EDT | 2600 | P | 2.46 | P | 0 | A | 900 | 17504370
USGS | 2105500 | 2020-04-04 | 16:15 | EDT | 2620 | P | 2.47 | P | 0 | A | 900 | 17639019
USGS | 2105500 | 2020-04-04 | 16:30 | EDT | 2600 | P | 2.46 | P | 0 | A | 900 | 17504370
USGS | 2105500 | 2020-04-04 | 16:45 | EDT | 2580 | P | 2.45 | P | 0 | A | 900 | 17369721
USGS | 2105500 | 2020-04-04 | 17:00 | EDT | 2580 | P | 2.45 | P | 0 | A | 900 | 17369721
USGS | 2105500 | 2020-04-04 | 17:15 | EDT | 2580 | P | 2.45 | P | 0 | A | 900 | 17369721
USGS | 2105500 | 2020-04-04 | 17:30 | EDT | 2570 | P | 2.44 | P | 0 | A | 900 | 17302396.5
USGS | 2105500 | 2020-04-04 | 17:45 | EDT | 2570 | P | 2.44 | P | 0 | A | 900 | 17302396.5
USGS | 2105500 | 2020-04-04 | 18:00 | EDT | 2550 | P | 2.43 | P | 0 | A | 900 | 17167747.5
USGS | 2105500 | 2020-04-04 | 18:15 | EDT | 2550 | P | 2.43 | P | 0 | A | 900 | 17167747.5
USGS | 2105500 | 2020-04-04 | 18:30 | EDT | 2550 | P | 2.43 | P | 0 | A | 900 | 17167747.5
USGS | 2105500 | 2020-04-04 | 18:45 | EDT | 2530 | P | 2.42 | P | 0 | A | 900 | 17033098.5
USGS | 2105500 | 2020-04-04 | 19:00 | EDT | 2530 | P | 2.42 | P | 0 | A | 900 | 17033098.5
USGS | 2105500 | 2020-04-04 | 19:15 | EDT | 2510 | P | 2.41 | P | 0 | A | 900 | 16898449.5
USGS | 2105500 | 2020-04-04 | 19:30 | EDT | 2510 | P | 2.41 | P | 0 | A | 900 | 16898449.5
USGS | 2105500 | 2020-04-04 | 19:45 | EDT | 2510 | P | 2.41 | P | 0 | A | 900 | 16898449.5
USGS | 2105500 | 2020-04-04 | 20:00 | EDT | 2500 | P | 2.4 | P | 0 | A | 900 | 16831125
USGS | 2105500 | 2020-04-04 | 20:15 | EDT | 2500 | P | 2.4 | P | 0 | A | 900 | 16831125
USGS | 2105500 | 2020-04-04 | 20:30 | EDT | 2500 | P | 2.4 | P | 0 | A | 900 | 16831125
USGS | 2105500 | 2020-04-04 | 20:45 | EDT | 2500 | P | 2.4 | P | 0 | A | 900 | 16831125
USGS | 2105500 | 2020-04-04 | 21:00 | EDT | 2500 | P | 2.4 | P | 0 | A | 900 | 16831125
USGS | 2105500 | 2020-04-04 | 21:15 | EDT | 2480 | P | 2.39 | P | 0 | A | 900 | 16696476
USGS | 2105500 | 2020-04-04 | 21:30 | EDT | 2480 | P | 2.39 | P | 0 | A | 900 | 16696476
USGS | 2105500 | 2020-04-04 | 21:45 | EDT | 2460 | P | 2.38 | P | 0 | A | 900 | 16561827
USGS | 2105500 | 2020-04-04 | 22:00 | EDT | 2460 | P | 2.38 | P | 0 | A | 900 | 16561827
USGS | 2105500 | 2020-04-04 | 22:15 | EDT | 2460 | P | 2.38 | P | 0 | A | 900 | 16561827
USGS | 2105500 | 2020-04-04 | 22:30 | EDT | 2460 | P | 2.38 | P | 0 | A | 900 | 16561827
USGS | 2105500 | 2020-04-04 | 22:45 | EDT | 2460 | P | 2.38 | P | 0 | A | 900 | 16561827
USGS | 2105500 | 2020-04-04 | 23:00 | EDT | 2450 | P | 2.37 | P | 0 | A | 900 | 16494502.5
USGS | 2105500 | 2020-04-04 | 23:15 | EDT | 2450 | P | 2.37 | P | 0 | A | 900 | 16494502.5
USGS | 2105500 | 2020-04-04 | 23:30 | EDT | 2450 | P | 2.37 | P | 0 | A | 900 | 16494502.5
USGS | 2105500 | 2020-04-04 | 23:45 | EDT | 2450 | P | 2.37 | P | 0 | A | 900 | 16494502.5

## Willis Creek
Measurement Point | Distance Along Measured Cross Section | Measured Water Column Depth | Measured Water Column Depth | Calculated Creek Cell Area2 | Measured Creek Velocity | Calculated Discharge Through Creek Cell Area1
| (ft) | (in) | (ft) | (ft2) | (ft/s) | (ft3/s)
Eastern bank | 0 | 0 | 0 | - | 0 | -
Bottom of creek | 5 | 14 | 1.1667 | 2.9167 | 0.14 | 0.7
middle of creek | 5 | 7 | 0.58333 | - | 0.24 | -
top of creek | 5 | 0 | 0 | - | 0.27 | -
bottom | 10 | 40 | 3.3333 | 11.25 | 0.03 | 3.4875
middle | 10 | 20 | 1.6667 | - | 0.31 | -
top | 10 | 0 | 0 | - | 0.33 | -
bottom | 15 | 25 | 2.0833 | 13.5417 | 0.03 | 4.875
middle | 15 | 12.5 | 1.0417 | - | 0.36 | -
top | 15 | 0 | 0 | - | 0.46 | -
bottom | 20 | 21 | 1.75 | 4.375 | 0.03 | 1.7937
middle | 20 | 10.5 | 0.875 | - | 0.41 | -
top | 20 | 0 | 0 | - | 0.36 | -
bottom | 25 | 18 | 1.5 | 3.75 | 0.04 | 1.05
middle | 25 | 9 | 0.75 | - | 0.28 | -
top | 25 | 0 | 0 | - | 0.36 | -
bottom | 30 | 22 | 1.8333 | 4.5833 | 0.01 | 1.1
middle | 30 | 11 | 0.91667 | - | 0.24 | -
top | 30 | 0 | 0 | - | 0.31 | -
Eastern bank of creek | 35 | 0 | 0 | - | 0 | -
Total Volumetric Discharge
Associated Measurement Notes |  |  |  | (ft3/s) |  | 11.9062
Location: Chemours Fayetteville |  |  |  | (gpm) |  | 5343.8961
Station: Willis Creek 01 (SW-WC-01) |  |  |  | (L/s) |  | 337.1475
Date: 03 April 2020
Acronyms
- - data not measured or calculated
ft - feet
ft2 - square feet
ft3/s - cubic feet per second
gpm - gallons per minute
Notes
1 Discharge is calculated as product of creek velocity measured at the mid-depth (feet per second) times the cross sectional area of each measurement cell.
2 Measurement cell areas are calculated assuming a trapezoidal geometry based on distances between Measurement points and the measured water column depths. A measurement cell is an areal section from the width of the river channel.
3 Data for culvert edge points are extrapolated from adjacent locations (A and O).

## Direct Aerial Deposition
Step 1: Determine the net hourly deposition rate from the ERM, 2018 report.
Modeled air deposition contours for October 2018 from ERM, 2018 report.
Air Loading (ug/m2) | Air Loading (ng/m2) | Time (years) | Time (hours) | Net Hourly Deposition Rate (ng/m2/hr)
40 | 40000 | 1 | 8760 | 4.5662
80 | 80000 | 1 | 8760 | 9.1324
160 | 160000 | 1 | 8760 | 18.2648
320 | 320000 | 1 | 8760 | 36.5297
640 | 640000 | 1 | 8760 | 73.0594
1000 | 1000000 | 1 | 8760 | 114.1553
3000 | 3000000 | 1 | 8760 | 342.4658
Step 2: The average width of the Cape Fear River is calculated based on the following 18 segments, as shown in the image to the right.
Calculation for average river width
XS 619506 | [5 empty] | XS 614224
ID | X | Y | Z | Distance (ft) |  | ID | X | Y | Z | Distance (ft)
0 | 2052367.71 | 399949.18 | 38.75 | 0 |  | 18 | 2053460.12 | 394654.6 | 29.54 | 0
1 | 2052365.81 | 399949 | 38.22 | 1.9 |  | 19 | 2053435.76 | 394648.97 | 27.24 | 24.36
2 | 2052333.77 | 399945.84 | 28.9 | 33.94 |  | 20 | 2053281.33 | 394613.29 | 23 | 178.79
3 | 2052254.15 | 399938.01 | 7.9 | 113.56 |  | 21 | 2053277.43 | 394612.39 | 22.15 | 182.69
4 | 2052154.63 | 399928.21 | 7.9 | 213.08 |  | 22 | 2053180 | 394589.87 | 1 | 280.12
5 | 2052094.92 | 399922.33 | 28.9 | 272.79 |  | 23 | 2053078.67 | 394566.46 | 1 | 381.45
6 | 2052092.83 | 399922.13 | 31.58 | 274.88 |  | 24 | 2052977.34 | 394543.05 | 23 | 482.78
[6 empty] | 25 | 2052948.59 | 394536.4 | 28.11 | 511.53
XS 616535 | [5 empty] | 26 | 2052924.24 | 394530.78 | 30.19 | 535.88
ID | X | Y | Z | Distance (ft)
7 | 2053112.53 | 396900.66 | 39.02 | 0 |  | XS 613542
8 | 2053069.54 | 396895.48 | 28.07 | 42.99 |  | ID | X | Y | Z | Distance (ft)
9 | 2052990.11 | 396885.93 | 7.07 | 122.42 |  | 21 | 2053373.35 | 393936.95 | 29.14 | 0
10 | 2052890.83 | 396873.98 | 7.07 | 221.7 |  | 22 | 2053349 | 393931.28 | 21.75 | 24.35
11 | 2052831.26 | 396866.81 | 28.07 | 281.27 |  | 23 | 2053271.08 | 393913.17 | 0.75 | 102.27
12 | 2052814.68 | 396864.81 | 36.27 | 297.85 |  | 24 | 2053173.67 | 393890.52 | 0.75 | 199.68
[6 empty] | 25 | 2053115.23 | 393876.93 | 21.75 | 258.12
XS 614517 | Excluded from average calculation (blocking dam) |  |  |  |  | 26 | 2053081.14 | 393869 | 33.29 | 292.21
ID | X | Y | Z | Distance (ft)
13 | 2053209.27 | 394896.7 | 26 | 0 |  | XS 610240 | Excluded from average calculation (not accurate)
14 | 2053129.54 | 394877.53 | 4.59 | 79.73 |  | ID | X | Y | Z | Distance (ft)
15 | 2053032.31 | 394854.15 | 4.59 | 176.96 |  | 31 | 2053769.18 | 390651.86 | 22.07 | 0
16 | 2052973.97 | 394840.12 | 26 | 235.3 |  | 32 | 2053728.86 | 390644.99 | 1.07 | 40.32
17 | 2052961.04 | 394837.01 | 36.39 | 248.23 |  | 33 | 2053642.71 | 390630.29 | 1.07 | 126.47
[6 empty] | 34 | 2053602.39 | 390623.41 | 22.07 | 166.79
XS 612082 | [5 empty] | 35 | 2053571.73 | 390618.18 | 25.37 | 197.45
ID | X | Y | Z | Distance (ft)
27 | 2053559.62 | 392482.01 | 0.75 | 0 |  | XS 606667
28 | 2053430.17 | 392455.19 | 0.75 | 129.45 |  | FID | X | Y | Z | Distance (ft)
29 | 2053369.56 | 392442.63 | 21.75 | 190.06 |  | 1271 | 2054059.28 | 387248.78 | 50.87 | 0
30 | 2053321.77 | 392432.72 | 45.09 | 237.85 |  | 1272 | 2054022.4 | 387215.02 | 39.63 | 36.88
[6 empty] | 1273 | 2053994.74 | 387189.7 | 22.5 | 64.54
XS 608468 | [5 empty] | 1274 | 2053946.36 | 387145.4 | -0.5 | 112.92
FID | X | Y | Z | Distance (ft) |  | 1275 | 2053860.65 | 387066.93 | -0.5 | 198.63
1193 | 2053950.17 | 388875.98 | 37.23 | 0 |  | 1276 | 2053812.26 | 387022.63 | 22.5 | 247.02
1194 | 2053901.51 | 388873.93 | 21.86 | 48.66 |  | 1277 | 2053801.13 | 387012.43 | 38.1 | 258.15
1195 | 2053842.77 | 388871.47 | 0.86 | 107.4 |  | 1278 | 2053727.37 | 386944.91 | 72.26 | 331.91
1196 | 2053717.47 | 388866.21 | 0.86 | 232.7
1197 | 2053658.73 | 388863.75 | 21.86 | 291.44 |  | XS 600052
1198 | 2053650.43 | 388863.4 | 30.55 | 299.74 |  | FID | X | Y | Z | Distance (ft)
1199 | 2053600.48 | 388861.3 | 46.74 | 349.69 |  | 1498 | 2057643.34 | 382269.34 | 37.28 | 0
[6 empty] | 1499 | 2057609.61 | 382245.5 | 21.69 | 33.73
XS 604474 | [5 empty] | 1500 | 2057556.04 | 382207.64 | -1.31 | 87.3
FID | X | Y | Z | Distance (ft) |  | 1501 | 2057461.14 | 382140.57 | -1.31 | 182.2
1331 | 2055878.83 | 386153.84 | 41.88 | 0 |  | 1502 | 2057407.57 | 382102.71 | 21.69 | 235.77
1332 | 2055812.4 | 386120.33 | 21.6 | 66.43 |  | 1503 | 2057398.35 | 382096.19 | 23.87 | 244.99
1333 | 2055752.85 | 386090.29 | -1.4 | 125.98 |  | 1504 | 2057357.51 | 382067.33 | 34.27 | 285.83
1334 | 2055647.14 | 386036.95 | -1.4 | 231.69
1335 | 2055587.59 | 386006.91 | 21.6 | 291.24 |  | XS 597968
1336 | 2055566.34 | 385996.19 | 32.19 | 312.49 |  | FID | X | Y | Z | Distance (ft)
[6 empty] | 1565 | 2058900.55 | 380593.3 | 36.02 | 0
XS 602061 | [5 empty] | 1566 | 2058829.56 | 380549.15 | 22.16 | 70.99
FID | X | Y | Z | Distance (ft) |  | 1567 | 2058773.85 | 380514.5 | -0.84 | 126.7
1406 | 2056453.15 | 383857.45 | 38.32 | 0 |  | 1568 | 2058675.18 | 380453.13 | -0.84 | 225.37
1407 | 2056356.48 | 383797.58 | 22.26 | 96.67 |  | 1569 | 2058619.48 | 380418.48 | 22.16 | 281.07
1408 | 2056300.71 | 383763.04 | -0.74 | 152.44 |  | 1570 | 2058518.43 | 380355.63 | 44.33 | 382.12
1409 | 2056201.93 | 383701.85 | -0.74 | 251.22
1410 | 2056146.16 | 383667.31 | 22.26 | 306.99 |  | XS 594185
1411 | 2056113.09 | 383646.83 | 32.3 | 340.06 |  | FID | X | Y | Z | Distance (ft)
[6 empty] | 1717 | 2060560.36 | 377186.21 | 40.59 | 0
XS 596259 | [5 empty] | 1718 | 2060482.04 | 377157.24 | 21.78 | 78.32
FID | X | Y | Z | Distance (ft) |  | 1719 | 2060420.52 | 377134.48 | -1.22 | 139.84
1644 | 2059548.98 | 379002.83 | 30.99 | 0 |  | 1720 | 2060311.53 | 377094.17 | -1.22 | 248.83
1645 | 2059534.08 | 378996.23 | 21.71 | 14.9 |  | 1721 | 2060250.01 | 377071.41 | 21.78 | 310.35
1646 | 2059474.09 | 378969.66 | -1.29 | 74.89 |  | 1722 | 2060232.09 | 377064.78 | 37.79 | 328.27
1647 | 2059367.84 | 378922.61 | -1.29 | 181.14
1648 | 2059307.86 | 378896.05 | 21.71 | 241.12 |  | XS 587968
1649 | 2059274.67 | 378881.35 | 36.48 | 274.31 |  | FID | X | Y | Z | Distance (ft)
[6 empty] | 2042 | 2061270.28 | 371303.6 | 30.59 | 0
XS 591595 | [5 empty] | 2043 | 2061246 | 371289.86 | 20.1 | 24.28
FID | X | Y | Z | Distance (ft) |  | 2044 | 2061178.81 | 371251.84 | -2.9 | 91.47
1825 | 2060294.66 | 374662.58 | 23.04 | 0 |  | 2045 | 2061091.86 | 371202.63 | -2.9 | 178.42
1826 | 2060270.38 | 374661.47 | 20.21 | 24.28 |  | 2046 | 2061041.99 | 371174.41 | 20.1 | 228.29
1827 | 2060201.46 | 374658.34 | -2.79 | 93.2 |  | 2047 | 2060965.67 | 371131.22 | 42.37 | 304.61
1828 | 2060079.18 | 374652.77 | -2.79 | 215.48
1829 | 2060010.25 | 374649.64 | 20.21 | 284.41
1830 | 2059994.97 | 374648.94 | 35.89 | 299.69
XS 590322
FID | X | Y | Z | Distance (ft)
1931 | 2060424.42 | 373459.15 | 40.67 | 0
1932 | 2060377.6 | 373441.6 | 23.21 | 46.82
1933 | 2060371.99 | 373439.49 | 20.4 | 52.43
1934 | 2060310.56 | 373416.47 | -2.6 | 113.86
1935 | 2060201.75 | 373375.69 | -2.6 | 222.67
1936 | 2060140.32 | 373352.67 | 20.4 | 284.1
1937 | 2060096.68 | 373336.31 | 31.19 | 327.74
*Average = | 323.4619
*Average river width might be over estimated to account for river level at flooding times.
Step 3: River discharges are obtained for the date(s) that the sampling event occurred from the USGS website and averaged.
W.O. Huske Dam, ID 02105500 (USGS, 2020)
Date | USGS Reported Average Discharge1 (cfs) | USGS Reported Average Gage Height1 (ft) | USGS Reported Total Precipitation1,2 (inches) | USGS Reported Average Discharge (L/s) | Measured River Width (ft) | Estimated River Depth (ft) | Z Value3 | Calculated Total Cross Sectional Area (ft2) | Calculated River Velocity (ft/s)
2020-04-02 | 4510 | 3.39 | 0 | 127708.9781 | 323.4619 | 19.89 | 2 | 5642.4325 | 0.7993
2020-04-03 | 3210 | 2.79 | 0 | 90897.0776 | 323.4619 | 19.29 | 2 | 5495.3714 | 0.58413
[8 empty] | Average River Velocity: | 0.69171
Step 4: Calculate scaling factor - use average ratio of HFPO-DA concentrations to Total Table 3+ concentrations.
RATIO OF OTHER PFAS COMPOUNDS TO HFPO-DA
Location ID | SEEP-E | SEEP-E | SEEP-F | SEEP-F | SEEP-G | SEEP-G | SEEP-H | SEEP-H | SEEP-I | SEEP-I | SEEP-J | SEEP-J | SEEP-K | SEEP-K | SEEP-L | SEEP-M
Field Sample ID | SEEP-E-0930 | Seep E-030420 | SEEP-F-0923 | Seep F-030420 | SEEP-G-0911 | Seep G-030420 | SEEP-H-0905 | Seep H-030420 | SEEP-I-0856 | Seep I-030420 | SEEP-J-0843 | Seep J-030420 | SEEP-K-0835 | Seep K-030420 | SEEP-L-0825 | SEEP-M-0818
Sample Date | 2019-10-22 | 2020-03-04 | 2019-10-22 | 2020-03-04 | 2019-10-22 | 2020-03-04 | 2019-10-22 | 2020-03-04 | 2019-10-22 | 2020-03-04 | 2019-10-22 | 2020-03-04 | 2019-10-22 | 2020-03-04 | 2019-10-22 | 2019-10-22
QA/QC | -- | -- | -- | -- | -- | -- | -- | -- | -- | -- | -- | -- | -- | -- | -- | --
Sample Delivery Group (SDG) | 320-55576-1 | 2091227 | 320-55576-1 | 2091227 | 320-55576-1 | 2091227 | 320-55576-1 | 2091227 | 320-55576-1 | 2091227 | 320-55576-1 | 2091227 | 320-55576-1 | 2091227 | 320-55576-1 | 320-55576-1
Lab Sample ID | 320-55576-1 | 1274949 | 320-55576-2 | 1274953 | 320-55576-3 | 1274957 | 320-55576-4 | 1274961 | 320-55576-5 | 1274965 | 320-55576-6 | 1274969 | 320-55576-7 | 1274973 | 320-55576-8 | 320-55576-9
Table 3+ SOP (ng/L)
Hfpo Dimer Acid | 1,200 | 950 | 1,100 | 1,100 | 700 | 730 | 550 | 540 | 570 | 470 | 580 | 250 | 640 | 490 | 520 | 570
PFMOAA | 480 J | 390 | 900 | 730 | 190 | 220 | 140 | 180 | 130 | 200 | 180 J | 140 | 160 | 210 | 130 | 100
PFO2HxA | 800 | 470 | 810 | 640 | 470 | 410 | 350 | 330 | 300 | 280 | 350 J | 130 | 320 | 230 | 220 | 190
PFO3OA | 170 | 83 | 130 | 110 | 57 | 56 | 28 | 30 | 17 | 18 | 120 J | 16 | 41 | 28 | 18 | 15
PFO4DA | 83 | 17 | 7.3 | 9.1 | 9 | 7.9 | <2 | <2 | <2 | <2 | 58 | 4.7 | 11 | 5 | 2.7 | <2
PFO5DA | 46 | <2 | <2 | <2 | <2 | <2 | <2 | <2 | <2 | <2 | 20 J | 2.2 | 4.8 | <2 | <2 | <2
PMPA | 2,300 | 1,800 | 2,800 | 2,100 | 1,500 | 1,500 | 1,200 | 1,100 | 1,200 | 1,100 | 810 J | 660 | 1,300 | 1,000 | 1,200 | 1,300
PEPA | 710 | 600 | 870 | 710 | 490 | 520 | 360 | 360 | 390 | 390 | 260 | 200 | 400 | 350 | 350 | 410
PS Acid (Formerly PFESA-BP1) | <2 | <2 | <2 | <2 | <2 | <2 | <2 | <2 | <2 | <2 | <2 | <2 | <2 | <2 | <2 | <2
Hydro-PS Acid (Formerly PFESA-BP2) | 90 | 24 | 9.6 | 10 | 22 | 11 | 16 | 9.3 | 12 | 12 | 37 | 6.9 | 70 | 16 | 44 | 28
R-PSDA (Formerly Byproduct 4) | 220 J | 53 J | 92 | 68 J | 79 J | 44 J | 39 J | 30 J | 53 J | 36 | 110 J | 23 | 130 J | 49 | 120 J | 78 J
Hydrolyzed PSDA (Formerly Byproduct 5) | 2.1 J | <2 | <2.9 | <2 | <2 | <2 | <2 | <2 | <2 | <2 | <2 | <2 | <2 | <2 | <2 | <2
R-PSDCA (Formerly Byproduct 6) | <2 | <2 | <2 | <2 | <2 | <2 | <2 | <2 | <2 | <2 | <2 | <2 | <2 | <2 | <2 | <2
NVHOS | 15 | 6 | 12 | 8 | 5.4 | 5 | 4.3 | 3.7 | 4.4 | 4.5 | 8.1 J | 2.8 | 5.2 | 4.7 | 5.9 | 5.6
EVE Acid | <2 | <2 | <2 | <2 | <2 | <2 | <2 | <2 | <2 | <2 | <2 | <2 | <2 | <2 | <2 | <2
Hydro-EVE Acid | 7.7 | 2.3 | 2 | <2 | <2 | <2 | <2 | <2 | <2 | <2 | 2.7 | <2 | 3.5 | <2 | <2 | <2
R-EVE | 76 | 20 | 60 | 40 | 39 | 28 | 21 J | 20 | 23 J | 17 | 16 | 13 | 46 J | 25 | 44 J | 26 J
PES | <2 | <2 | <2.3 | <2 | <2 | <2 | <2 | <2 | <2 | <2 | <2 | <2 | <2 | <2 | <2 | <2
PFECA B | <2 | <2 | <3 | <2 | <2 | <2 | <2 | <2 | <2 | <2 | <2 | <2 | <2 | <2 | <2 | <2
PFECA-G | <2 | <2 | <2 | <2 | <2 | <2 | <2 | <2 | <2 | <2 | <2 | <2 | <2 | <2 | <2 | <2
Total Table 3+ (17 Compounds) (ng/L) | 5900 | 4300 | 6600 | 5400 | 3400 | 3500 | 2600 | 2600 | 2600 | 2500 | 2400 | 1400 | 3000 | 2300 | 2500 | 2600
Total Table 3+ (20 Compounds) (ng/L) | 6200 | 4400 | 6800 | 5500 | 3600 | 3500 | 2700 | 2600 | 2700 | 2500 | 2600 | 1400 | 3100 | 2400 | 2700 | 2700
Ratio of HFPO-DA to Total Table 3+ (17 Compounds) | 4.9167 | 4.5263 | 6 | 4.9091 | 4.8571 | 4.7945 | 4.7273 | 4.8148 | 4.5614 | 5.3191 | 4.1379 | 5.6 | 4.6875 | 4.6939 | 4.8077 | 4.5614
Ratio of HFPO-DA to Total Table 3+ (20 Compounds) | 5.1667 | 4.6316 | 6.1818 | 5 | 5.1429 | 4.7945 | 4.9091 | 4.8148 | 4.7368 | 5.3191 | 4.4828 | 5.6 | 4.8438 | 4.898 | 5.1923 | 4.7368
Average Ratio of HFPO-DA to Total Table 3+ (17 Compounds) | 4.8697
Average Ratio of HFPO-DA to Total Table 3+ (20 Compounds) | 5.0282
Step 5: The area of deposition is divided into sections, each having a characteristic net deposition rate and river surface area. The data above is used to determine the mass discharge of HFPO-DA and Total Table 3+.
Section1 | Start Air Loading (ug/m2) | End Air Loading (ug/m2) | Start Deposition Rate (ng/m2/hr) | End Deposition Rate (ng/m2/hr) | Average Deposition Rate (ng/m2/hr) | Section Distance2 (m) | Average River Width (m) | Section Area (m2) | River Velocity4 (ft/s) | River Velocity (m/hr) | Travel Time (hrs) | Mass Deposited (mg) | Mass Discharge (mg/s)
Center | 160 | 160 | 18.2648 | 18.2648 | 18.2648 | 903 | 323.4619 | 292086.0731 | 0.69171 | 759.0043 | 1.1897 | 6.347 | 0.0014819
Up River Section 1 | 160 | 80 | 18.2648 | 9.1324 | 13.6986 | 489.9 | 323.4619 | 158463.9726 | 0.69171 | 759.0043 | 0.64545 | 1.4011 | 0.00060298
Up River Section 2 | 80 | 40 | 9.1324 | 4.5662 | 6.8493 | 908.5 | 323.4619 | 293865.1134 | 0.69171 | 759.0043 | 1.197 | 2.4092 | 0.0005591
Down River Section 1 | 160 | 80 | 18.2648 | 9.1324 | 13.6986 | 586.39 | 323.4619 | 189674.8089 | 0.69171 | 759.0043 | 0.77258 | 2.0074 | 0.00072175
Down River Section 2 | 80 | 40 | 9.1324 | 4.5662 | 6.8493 | 564.68 | 323.4619 | 182652.4516 | 0.69171 | 759.0043 | 0.74397 | 0.93075 | 0.00034751
Notes: | [11 empty] | Total HFPO-DA: | 0.0037133
1. River cross sections are shown in Figures J2 through J6 | [11 empty] | Total Table 3+ (17 Compounds): | 0.018082
2. Section distances are measured in GIS as shown on Figures J2 through J6. | [11 empty] | Total Table 3+ (20 Compounds): | 0.018671
3. Based on model deposition rate, Table J1
4. River velocity is calculated as an average from USGS discharge data between April 2 to 3, 2020, Table J4

## Outfall 002
Date | Outfall 002 Flow (MGD) | Total daily volume (gal) | Hours of sampling (finished 3 pm 4/3/2020) | Weighted total volume during sampling (gal)
2020-04-02 | 22.466 | 22466000 | 9 | 8424750
2020-04-03 | 23.416 | 23416000 | 15 | 14635000
|  | Total | 24 | 23059750

## Chemours Intake
Timestamp | River Water Total Daily Flow Average (GPM)1 | Approximate Total Flow to Site (GPD) | Total daily volume (gal)
2020-04-02 09:00 | 12343.29 | 17774337.6 | 17774337.6
1 - Intake flow data provided from 9 am to 9 am to line up with sampling time

## Onsite GW Summary
[13 empty] | Total Table 3+ (17 Compounds) |  |  |  | Total Table 3+ Summed over all 20 Compounds
Segment | Well | Sample Date | Segment Length (ft) | Rounded Segment Length (ft) | Cross-sectional Area of Black Creek Aquifer (ft2) | Rounded Cross-sectional Area of Black Creek Aquifer (ft2) | Average Thickness of Black Creek Aquifer (ft) | Groundwater Contour Elevation Difference2 (ft) | Horizontal Distance Between Contours2 (ft) | Hydraulic Gradient (ft/ft) | Minimum Hydraulic Conductivity3 (ft/sec) | Geometric Mean Hydraulic Conductivity3 (ft/sec) | Total Table 3+ Concentration1 (ng/L) | Average Total Table 3+ Concentration for Segment (ng/L) | Minimum Mass Flux (mg/sec) | Geometric Mean Mass Flux (mg/sec) | Total Table 3+ Concentration1 (ng/L) | Average Total Table 3+ Concentration for Segment (ng/L) | Minimum Mass Flux (mg/sec) | Geometric Mean Mass Flux (mg/sec)
1 | PIW-1S | 2020-02-13 | 1148 | 1150 | 13380 | 13400 | 11.6551 | 20 | 497.4026 | 0.032167 | 1.8e-05 | 0.00032094 | 12000 | 29000 | 0.0063729 | 0.11363 | 13000 | 30000 | 0.0065927 | 0.11755
| PIW-1D | 2020-02-14 | [10 empty] | 46000 |  |  |  | 47000
2 | PIW-3D | 2020-02-24 | 873 | 873 | 11010 | 11010 | 12.6117 | 20 | 454.5667 | 0.043998 | 1.8e-05 | 0.00032094 | 40000 | 40000 | 0.0098763 | 0.1761 | 41000 | 41000 | 0.010123 | 0.1805
3 | LTW-02 | 2020-02-24 | 875 | 875 | 5560 | 5560 | 6.3543 | 20 | 717.0495 | 0.027892 | 0.0003 | 0.00039618 | 80000 | 80000 | 0.10539 | 0.13918 | 82000 | 82000 | 0.10803 | 0.14266
4 | LTW-03 | 2020-02-25 | 729 | 729 | 8340 | 8340 | 11.4403 | 20 | 717.0495 | 0.027892 | 2e-05 | 4.6219e-05 | 220000 | 220000 | 0.028983 | 0.066978 | 230000 | 230000 | 0.0303 | 0.070023
5 | PZ-22 | 2020-02-20 | 656 | 656 | 15240 | 15200 | 23.2317 | 20 | 753.6305 | 0.026538 | 1.8e-05 | 0.00032094 | 250000 | 250000 | 0.051536 | 0.9189 | 250000 | 250000 | 0.051536 | 0.9189
6 | PIW-7S | 2020-02-19 | 524 | 524 | 15960 | 16000 | 30.458 | 20 | 753.6305 | 0.026538 | 1.8e-05 | 0.00032094 | 130000 | 180000 | 0.038859 | 0.69286 | 140000 | 185000 | 0.039939 | 0.71211
| PIW-7D | 2020-02-19 | [10 empty] | 230000 |  |  |  | 230000
7 | LTW-05 | 2020-02-19 | 887 | 887 | 17220 | 17200 | 19.4138 | 20 | 826.8997 | 0.024187 | 1.8e-05 | 4.7603e-05 | 350000 | 350000 | 0.074301 | 0.1965 | 350000 | 350000 | 0.074301 | 0.1965
8 | PW-11 | 2020-02-13 | 1986 | 1990 | 56300 | 56300 | 28.3484 | 20 | 826.8997 | 0.024187 | 1.8e-05 | 0.00032094 | 680000 | 680000 | 0.47292 | 8.4322 | 680000 | 680000 | 0.47292 | 8.4322
Total | [14 empty] | 0.78824 | 10.7363 |  |  | 0.79374 | 10.7704
Notes
1 - Detailed Table 3+ Concentrations provided in Table 9.
2 - vertical and horizontal distances for hydraulic gradient determined from Figure D3.
3 - Hydraulic conductivity values are based on slug test results presented in Table D2.
ft - feet
ft/sec - feet per second
ft2 - square feet
mg/sec - milligrams per second
NAVD 88 - North American Vertical Gradient of 1988
ng/L - nanograms per liter

## Onsite GW HCond
Used as source for calculations in tab named "Onsite GW Summary"
Segment | Well | Slug Test | Observed Hydraulic Conductivity (ft/sec) | Minimum Hydraulic Conductivity (ft/sec) | Geometric Mean Hydraulic Conductivity (ft/sec) |  | Segment | Data Source | Minimum K (ft/sec) | Geomean K
-- | BCA-01 | T1 | 0.00021 | 0.00021 | 0.0002829 |  | Entire BCA | BCA slug tests | 1.8e-05 | 0.00032094
|  | T1* | 0.00037 |  |  |  | 1 | BCA slug tests | 1.8e-05 | 0.00032094
|  | T2 | 0.00022 |  |  |  | 2 | BCA slug tests | 1.8e-05 | 0.00032094
|  | T2* | 0.00037 |  |  |  | 3 | LTW-02 slug tests | 0.0003 | 0.00039618
|  | T3 | 0.00021 |  |  |  | 4 | LTW-03 slug tests | 2e-05 | 4.6219e-05
|  | T3* | 0.00036 |  |  |  | 5 | BCA slug tests | 1.8e-05 | 0.00032094
|  | T4 | 0.00022 |  |  |  | 6 | BCA slug tests | 1.8e-05 | 0.00032094
|  | T4* | 0.00039 |  |  |  | 8 | BCA slug tests | 1.8e-05 | 0.00032094
-- | BCA-02 | T1 | 0.00046 | 0.00031 | 0.00054417 |  | 7 | LTW-05 slug tests | 1.8e-05 | 4.7603e-05
|  | T1* | 0.001
|  | T2 | 0.00042
|  | T2* | 0.00091
|  | T3 | 0.00034
|  | T3* | 0.00074
|  | T4 | 0.00033
|  | T4* | 0.00074
|  | T5 | 0.00031
|  | T5* | 0.00068
-- | BCA-04 | T1 | 0.0011 | 0.0011 | 0.0014046
|  | T1* | 0.0016
|  | T2 | 0.0011
|  | T2* | 0.0017
|  | T3 | 0.0011
|  | T3* | 0.0016
|  | T4 | 0.0011
|  | T4* | 0.0017
|  | T5 | 0.0012
|  | T5* | 0.0023
3 | LTW-02 | T1 | 0.0003 | 0.0003 | 0.00039618
|  | T1* | 0.00048
|  | T2 | 0.00032
|  | T2* | 0.00049
|  | T3 | 0.00031
|  | T3* | 0.00047
|  | T4 | 0.00039
|  | T4* | 0.00055
|  | T5 | 0.0003
|  | T5* | 0.00045
4 | LTW-03 | T1 | 6.5e-05 | 2e-05 | 4.6219e-05
|  | T2 | 2.4e-05
|  | T3 | 2.6e-05
|  | T4 | 0.00026
|  | T5 | 2e-05
7 | LTW-05 | T1 | 2.4e-05 | 1.8e-05 | 4.7603e-05
|  | T1* | 8e-05
|  | T2 | 1.8e-05
|  | T2* | 3.5e-05
|  | T4 | 7.4e-05
|  | T4* | 0.00013
Remaining Segments (1, 2, 5, 6, and 8) | All BCA Wells | -- | -- | 1.8e-05 | 0.00032094
Notes
* - Screen length used for aquifer thickness
BCA - Black Creek Aquifer
ft/sec - feet per second

## Onsite GW Flow
Segment | Cross-sectional Area of Black Creek Aquifer (ft2) | Hydraulic Gradient (ft/ft) | Minimum Hydraulic Conductivity (ft/sec) | Geometric Mean Hydraulic Conductivity (ft/sec) | Minimum Flow Rate (L/sec) | Geometric Mean Flow Rate (L/sec) | Minimum Flow Rate (GPD) | Geometric Mean Flow Rate (GPD)
1 | 13400 | 0.032167 | 1.8e-05 | 0.00032094 | 0.2197 | 3.9173 | 5015.1193 | 89420.1075
2 | 11010 | 0.043998 | 1.8e-05 | 0.00032094 | 0.24691 | 4.4024 | 5636.1719 | 100493.5423
3 | 5560 | 0.027892 | 0.0003 | 0.00039618 | 1.3174 | 1.7398 | 30072.4587 | 39713.7227
4 | 8340 | 0.027892 | 2e-05 | 4.6219e-05 | 0.13174 | 0.30445 | 3007.2459 | 6949.5902
5 | 15200 | 0.026538 | 1.8e-05 | 0.00032094 | 0.2056 | 3.6659 | 4693.3145 | 83682.2936
6 | 16000 | 0.026538 | 1.8e-05 | 0.00032094 | 0.21643 | 3.8589 | 4940.331 | 88086.6249
7 | 17200 | 0.024187 | 1.8e-05 | 4.7603e-05 | 0.21204 | 0.56077 | 4840.2762 | 12800.7018
8 | 56300 | 0.024187 | 1.8e-05 | 0.00032094 | 0.69407 | 12.3753 | 15843.4622 | 282490.6084
|  |  |  | Total | 3.2439 | 30.8248 | 74048.3797 | 703637.1914
Notes
Supporting data for cross-sectional area, hydraulic gradient, and hydraulic conductivity provided in Table H1.
ft - feet
ft/sec - feet per second
ft2 - square feet
GPD - gallons per day
L/sec - liters per second

## Seep A
Date | Time | ms | LEVEL (kpa) | TEMPERATURE | Level (Ft) | Flow (GPM) | Location | Minutes | Volume (gal) | Total daily volume (gal)
2020-04-02 | 14:09 | 0 | 1.84 | 14.478 | 0.61566 | 194.2378 | Seep A-1 | 15 | 2913.5664 | 249128.9067
2020-04-02 | 14:24 | 0 | 1.806 | 14.51 | 0.60429 | 184.9398 | Seep A-1 | 15 | 2774.0975
2020-04-02 | 14:39 | 0 | 1.931 | 14.522 | 0.64611 | 220.5313 | Seep A-1 | 15 | 3307.969
2020-04-02 | 14:54 | 0 | 1.889 | 14.539 | 0.63206 | 208.1387 | Seep A-1 | 15 | 3122.0805
2020-04-02 | 15:09 | 0 | 1.862 | 14.564 | 0.62303 | 200.4054 | Seep A-1 | 15 | 3006.0804
2020-04-02 | 15:24 | 0 | 1.828 | 14.604 | 0.61165 | 190.9238 | Seep A-1 | 15 | 2863.8577
2020-04-02 | 15:39 | 0 | 1.835 | 14.636 | 0.61399 | 192.8527 | Seep A-1 | 15 | 2892.79
2020-04-02 | 15:54 | 0 | 1.824 | 14.654 | 0.61031 | 189.8271 | Seep A-1 | 15 | 2847.4058
2020-04-02 | 16:09 | 0 | 1.808 | 14.67 | 0.60496 | 185.479 | Seep A-1 | 15 | 2782.1844
2020-04-02 | 16:24 | 0 | 1.798 | 14.68 | 0.60161 | 182.793 | Seep A-1 | 15 | 2741.8957
2020-04-02 | 16:39 | 0 | 1.806 | 14.69 | 0.60429 | 184.9398 | Seep A-1 | 15 | 2774.0975
2020-04-02 | 16:54 | 0 | 1.796 | 14.692 | 0.60094 | 182.2588 | Seep A-1 | 15 | 2733.8816
2020-04-02 | 17:09 | 0 | 1.802 | 14.702 | 0.60295 | 183.8645 | Seep A-1 | 15 | 2757.9674
2020-04-02 | 17:24 | 0 | 1.811 | 14.709 | 0.60596 | 186.2895 | Seep A-1 | 15 | 2794.3421
2020-04-02 | 17:39 | 0 | 1.755 | 14.714 | 0.58722 | 171.5188 | Seep A-1 | 15 | 2572.7813
2020-04-02 | 17:54 | 0 | 1.761 | 14.72 | 0.58923 | 173.0653 | Seep A-1 | 15 | 2595.9789
2020-04-02 | 18:09 | 0 | 1.77 | 14.731 | 0.59224 | 175.4012 | Seep A-1 | 15 | 2631.0175
2020-04-02 | 18:24 | 0 | 1.783 | 14.731 | 0.59659 | 178.8096 | Seep A-1 | 15 | 2682.1439
2020-04-02 | 18:39 | 0 | 1.726 | 14.734 | 0.57752 | 164.1648 | Seep A-1 | 15 | 2462.4721
2020-04-02 | 18:54 | 0 | 1.754 | 14.73 | 0.58689 | 171.2618 | Seep A-1 | 15 | 2568.9276
2020-04-02 | 19:09 | 0 | 1.761 | 14.722 | 0.58923 | 173.0653 | Seep A-1 | 15 | 2595.9789
2020-04-02 | 19:24 | 0 | 1.789 | 14.72 | 0.5986 | 180.3964 | Seep A-1 | 15 | 2705.9467
2020-04-02 | 19:39 | 0 | 1.673 | 14.716 | 0.55979 | 151.2367 | Seep A-1 | 15 | 2268.5501
2020-04-02 | 19:54 | 0 | 1.683 | 14.7 | 0.56313 | 153.6257 | Seep A-1 | 15 | 2304.3862
2020-04-02 | 20:09 | 0 | 1.701 | 14.673 | 0.56915 | 157.9847 | Seep A-1 | 15 | 2369.7711
2020-04-02 | 20:24 | 0 | 1.719 | 14.631 | 0.57518 | 162.4196 | Seep A-1 | 15 | 2436.2935
2020-04-02 | 20:39 | 0 | 1.719 | 14.576 | 0.57518 | 162.4196 | Seep A-1 | 15 | 2436.2935
2020-04-02 | 20:54 | 0 | 1.748 | 14.518 | 0.58488 | 169.7254 | Seep A-1 | 15 | 2545.8804
2020-04-02 | 21:09 | 0 | 1.767 | 14.447 | 0.59124 | 174.6204 | Seep A-1 | 15 | 2619.3056
2020-04-02 | 21:24 | 0 | 1.791 | 14.374 | 0.59927 | 180.9273 | Seep A-1 | 15 | 2713.91
2020-04-02 | 21:39 | 0 | 1.711 | 14.308 | 0.5725 | 160.4391 | Seep A-1 | 15 | 2406.587
2020-04-02 | 21:54 | 0 | 1.724 | 14.243 | 0.57685 | 163.665 | Seep A-1 | 15 | 2454.9748
2020-04-02 | 22:09 | 0 | 1.737 | 14.181 | 0.5812 | 166.9307 | Seep A-1 | 15 | 2503.961
2020-04-02 | 22:24 | 0 | 1.737 | 14.107 | 0.5812 | 166.9307 | Seep A-1 | 15 | 2503.961
2020-04-02 | 22:39 | 0 | 1.708 | 14.039 | 0.5715 | 159.7004 | Seep A-1 | 15 | 2395.5053
2020-04-02 | 22:54 | 0 | 1.723 | 13.963 | 0.57652 | 163.4154 | Seep A-1 | 15 | 2451.2315
2020-04-02 | 23:09 | 0 | 1.73 | 13.902 | 0.57886 | 165.1673 | Seep A-1 | 15 | 2477.5093
2020-04-02 | 23:24 | 0 | 1.731 | 13.836 | 0.57919 | 165.4185 | Seep A-1 | 15 | 2481.2775
2020-04-02 | 23:39 | 0 | 1.728 | 13.777 | 0.57819 | 164.6656 | Seep A-1 | 15 | 2469.9836
2020-04-02 | 23:54 | 0 | 1.734 | 13.73 | 0.5802 | 166.1736 | Seep A-1 | 15 | 2492.6033
2020-04-03 | 0:09 | 0 | 1.731 | 13.691 | 0.57919 | 165.4185 | Seep A-1 | 15 | 2481.2775
2020-04-03 | 0:24 | 0 | 1.724 | 13.661 | 0.57685 | 163.665 | Seep A-1 | 15 | 2454.9748
2020-04-03 | 0:39 | 0 | 1.773 | 13.637 | 0.59325 | 176.1841 | Seep A-1 | 15 | 2642.7618
2020-04-03 | 0:54 | 0 | 1.772 | 13.604 | 0.59291 | 175.9229 | Seep A-1 | 15 | 2638.8434
2020-04-03 | 1:09 | 0 | 1.763 | 13.564 | 0.5899 | 173.5827 | Seep A-1 | 15 | 2603.7401
2020-04-03 | 1:24 | 0 | 1.77 | 13.527 | 0.59224 | 175.4012 | Seep A-1 | 15 | 2631.0175
2020-04-03 | 1:39 | 0 | 1.762 | 13.479 | 0.58957 | 173.3238 | Seep A-2 | 15 | 2599.8577
2020-04-03 | 1:54 | 0 | 1.756 | 13.443 | 0.58756 | 171.7759 | Seep A-3 | 15 | 2576.6386
2020-04-03 | 2:09 | 0 | 1.75 | 13.392 | 0.58555 | 170.2366 | Seep A-1 | 15 | 2553.5485
2020-04-03 | 2:24 | 0 | 1.72 | 13.337 | 0.57551 | 162.6682 | Seep A-1 | 15 | 2440.0227
2020-04-03 | 2:39 | 0 | 1.795 | 13.284 | 0.60061 | 181.992 | Seep A-1 | 15 | 2729.88
2020-04-03 | 2:54 | 0 | 1.793 | 13.236 | 0.59994 | 181.4592 | Seep A-1 | 15 | 2721.8877
2020-04-03 | 3:09 | 0 | 1.8 | 13.19 | 0.60228 | 183.3283 | Seep A-1 | 15 | 2749.9243
2020-04-03 | 3:24 | 0 | 1.813 | 13.153 | 0.60663 | 186.831 | Seep A-1 | 15 | 2802.4655
2020-04-03 | 3:39 | 0 | 1.76 | 13.102 | 0.5889 | 172.8069 | Seep A-1 | 15 | 2592.1036
2020-04-03 | 3:54 | 0 | 1.769 | 13.031 | 0.59191 | 175.1407 | Seep A-1 | 15 | 2627.1099
2020-04-03 | 4:09 | 0 | 1.771 | 12.971 | 0.59258 | 175.6619 | Seep A-1 | 15 | 2634.9287
2020-04-03 | 4:24 | 0 | 1.773 | 12.909 | 0.59325 | 176.1841 | Seep A-1 | 15 | 2642.7618
2020-04-03 | 4:39 | 0 | 1.71 | 12.861 | 0.57217 | 160.1926 | Seep A-1 | 15 | 2402.8896
2020-04-03 | 4:54 | 0 | 1.708 | 12.818 | 0.5715 | 159.7004 | Seep A-1 | 15 | 2395.5053
2020-04-03 | 5:09 | 0 | 1.726 | 12.785 | 0.57752 | 164.1648 | Seep A-1 | 15 | 2462.4721
2020-04-03 | 5:24 | 0 | 1.751 | 12.76 | 0.58588 | 170.4925 | Seep A-1 | 15 | 2557.3879
2020-04-03 | 5:39 | 0 | 1.708 | 12.733 | 0.5715 | 159.7004 | Seep A-1 | 15 | 2395.5053
2020-04-03 | 5:54 | 0 | 1.734 | 12.71 | 0.5802 | 166.1736 | Seep A-1 | 15 | 2492.6033
2020-04-03 | 6:09 | 0 | 1.765 | 12.683 | 0.59057 | 174.101 | Seep A-1 | 15 | 2611.5156
2020-04-03 | 6:24 | 0 | 1.771 | 12.656 | 0.59258 | 175.6619 | Seep A-1 | 15 | 2634.9287
2020-04-03 | 6:39 | 0 | 1.715 | 12.62 | 0.57384 | 161.4275 | Seep A-1 | 15 | 2421.412
2020-04-03 | 6:54 | 0 | 1.724 | 12.575 | 0.57685 | 163.665 | Seep A-1 | 15 | 2454.9748
2020-04-03 | 7:09 | 0 | 1.727 | 12.533 | 0.57785 | 164.4151 | Seep A-1 | 15 | 2466.2261
2020-04-03 | 7:24 | 0 | 1.733 | 12.504 | 0.57986 | 165.9216 | Seep A-1 | 15 | 2488.8245
2020-04-03 | 7:39 | 0 | 1.747 | 12.477 | 0.58455 | 169.4701 | Seep A-1 | 15 | 2542.0517
2020-04-03 | 7:54 | 0 | 1.758 | 12.449 | 0.58823 | 172.2909 | Seep A-1 | 15 | 2584.364
2020-04-03 | 8:09 | 0 | 1.759 | 12.459 | 0.58856 | 172.5488 | Seep A-1 | 15 | 2588.232
2020-04-03 | 8:24 | 0 | 1.747 | 12.512 | 0.58455 | 169.4701 | Seep A-1 | 15 | 2542.0517
2020-04-03 | 8:39 | 0 | 1.776 | 12.602 | 0.59425 | 176.9692 | Seep A-1 | 15 | 2654.5385
2020-04-03 | 8:54 | 0 | 1.775 | 12.726 | 0.59391 | 176.7073 | Seep A-1 | 15 | 2650.6094
2020-04-03 | 9:09 | 0 | 1.775 | 12.922 | 0.59391 | 176.7073 | Seep A-1 | 15 | 2650.6094
2020-04-03 | 9:24 | 0 | 1.759 | 13.075 | 0.58856 | 172.5488 | Seep A-1 | 15 | 2588.232
2020-04-03 | 9:39 | 0 | 1.805 | 13.201 | 0.60395 | 184.6706 | Seep A-1 | 15 | 2770.0595
2020-04-03 | 9:54 | 0 | 1.782 | 13.299 | 0.59626 | 178.546 | Seep A-1 | 15 | 2678.1895
2020-04-03 | 10:09 | 0 | 1.771 | 13.366 | 0.59258 | 175.6619 | Seep A-1 | 15 | 2634.9287
2020-04-03 | 10:24 | 0 | 1.729 | 13.441 | 0.57852 | 164.9163 | Seep A-1 | 15 | 2473.7447
2020-04-03 | 10:39 | 0 | 1.867 | 13.494 | 0.6247 | 201.8238 | Seep A-1 | 15 | 3027.3567
2020-04-03 | 10:54 | 0 | 1.848 | 13.57 | 0.61834 | 196.4667 | Seep A-1 | 15 | 2947.0006
2020-04-03 | 11:09 | 0 | 1.806 | 13.638 | 0.60429 | 184.9398 | Seep A-1 | 15 | 2774.0975
2020-04-03 | 11:24 | 0 | 1.782 | 13.688 | 0.59626 | 178.546 | Seep A-1 | 15 | 2678.1895
2020-04-03 | 11:39 | 0 | 1.659 | 12.334 | 0.5551 | 147.9309 | Seep A-1 | 11.6833 | 1728.3255 | Level logger disturbed. Water level is average of the first reading prior with an undisturbed logger and first reading after with an undisturbed logger.
2020-04-03 | 11:51 | 0 | 1.659 | 14.401 | 0.5551 | 147.9309 | Seep A-1 | 15 | 2218.9629 | Level logger disturbed. Water level is average of the first reading prior with an undisturbed logger and first reading after with an undisturbed logger.
2020-04-03 | 12:06 | 0 | 1.536 | 14.667 | 0.51395 | 120.8013 | Seep A-1 | 15 | 1812.0198
2020-04-03 | 12:21 | 0 | 1.493 | 14.784 | 0.49956 | 112.1089 | Seep A-1 | 15 | 1681.6335
2020-04-03 | 12:36 | 0 | 1.679 | 14.846 | 0.56179 | 152.6673 | Seep A-1 | 15 | 2290.01
2020-04-03 | 12:51 | 0 | 1.633 | 14.906 | 0.5464 | 141.9111 | Seep A-1 | 15 | 2128.6669
2020-04-03 | 13:06 | 0 | 1.572 | 14.951 | 0.52599 | 128.3905 | Seep A-1 | 15 | 1925.8579
2020-04-03 | 13:21 | 0 | 1.534 | 14.971 | 0.51328 | 120.3881 | Seep A-1 | 15 | 1805.8212
2020-04-03 | 13:36 | 0 | 1.692 | 14.979 | 0.56614 | 155.7958 | Seep A-1 | 15 | 2336.9369
2020-04-03 | 13:51 | 0 | 1.646 | 14.956 | 0.55075 | 144.9016 | Seep A-1 | 15 | 2173.5243
2020-04-03 | 14:06 | 0 | 1.594 | 14.931 | 0.53335 | 133.1702 | Seep A-2 | 15 | 1997.553
2020-04-03 | 14:21 | 0 | 1.557 | 14.914 | 0.52097 | 125.1935 | Seep A-3 | 15 | 1877.9027

## Seep B
Date | Time | ms | LEVEL (kPa) | TEMPERATURE | Level (Ft) | Flow (GPM) | Location | Minutes | Volume (gal) | Total daily volume | Date | Time | ms | pressure (kPa) | TEMPERATURE | Depth (ft) | Flow (GPM) | Location | Minutes | Volume (gal) | Total daily volume | Date | Time | ms | LEVEL (kPa) | TEMPERATURE | Level (Ft) | Flow (GPM) | Location | Minutes | Volume (gal) | Total daily volume
2020-04-02 | 14:30 | 0 | 1.139 | 15.871 | 0.38111 | 57.7388 | Seep B North | 15 | 866.0819 | 51500.6374 | 2020-04-02 | 14:30 | 0 | 0.99 | 16.236 | 0.33125 | 40.2138 | Seep B South | 15 | 603.2072 | 33706.8394 | 2020-04-02 | 14:30 | 0 | 1.562 | 15.466 | 0.52265 | 126.2536 | Seep B Mid | 15 | 1893.8045 | 133918.0856
2020-04-02 | 14:45 | 0 | 1.112 | 15.802 | 0.37208 | 54.2734 | Seep B North | 15 | 814.1006 |  | 2020-04-02 | 14:45 | 0 | 0.959 | 16.172 | 0.32088 | 37.0449 | Seep B South | 15 | 555.6736 |  | 2020-04-02 | 14:45 | 0 | 1.535 | 15.49 | 0.51361 | 120.5946 | Seep B Mid | 15 | 1808.9189
2020-04-02 | 15:00 | 0 | 1.061 | 15.736 | 0.35501 | 48.082 | Seep B North | 15 | 721.2294 |  | 2020-04-02 | 15:00 | 0 | 0.913 | 16.08 | 0.30549 | 32.6326 | Seep B South | 15 | 489.4883 |  | 2020-04-02 | 15:00 | 0 | 1.494 | 15.511 | 0.49989 | 112.3065 | Seep B Mid | 15 | 1684.5974
2020-04-02 | 15:15 | 0 | 1.022 | 15.635 | 0.34196 | 43.6536 | Seep B North | 15 | 654.8036 |  | 2020-04-02 | 15:15 | 0 | 0.884 | 15.978 | 0.29579 | 30.025 | Seep B South | 15 | 450.3753 |  | 2020-04-02 | 15:15 | 0 | 1.461 | 15.526 | 0.48885 | 105.8992 | Seep B Mid | 15 | 1588.4886
2020-04-02 | 15:30 | 0 | 1.036 | 15.527 | 0.34665 | 45.2131 | Seep B North | 15 | 678.1971 |  | 2020-04-02 | 15:30 | 0 | 0.893 | 15.818 | 0.2988 | 30.82 | Seep B South | 15 | 462.3007 |  | 2020-04-02 | 15:30 | 0 | 1.487 | 15.543 | 0.49755 | 110.9279 | Seep B Mid | 15 | 1663.9179
2020-04-02 | 15:45 | 0 | 1.019 | 15.482 | 0.34096 | 43.3237 | Seep B North | 15 | 649.856 |  | 2020-04-02 | 15:45 | 0 | 0.874 | 15.64 | 0.29244 | 29.1565 | Seep B South | 15 | 437.3481 |  | 2020-04-02 | 15:45 | 0 | 1.46 | 15.555 | 0.48852 | 105.7087 | Seep B Mid | 15 | 1585.6307
2020-04-02 | 16:00 | 0 | 0.997 | 15.498 | 0.3336 | 40.9515 | Seep B North | 15 | 614.2728 |  | 2020-04-02 | 16:00 | 0 | 0.852 | 15.497 | 0.28508 | 27.3005 | Seep B South | 15 | 409.5075 |  | 2020-04-02 | 16:00 | 0 | 1.443 | 15.564 | 0.48283 | 102.5022 | Seep B Mid | 15 | 1537.5332
2020-04-02 | 16:15 | 0 | 0.974 | 15.477 | 0.3259 | 38.5584 | Seep B North | 15 | 578.3755 |  | 2020-04-02 | 16:15 | 0 | 0.831 | 15.394 | 0.27805 | 25.5981 | Seep B South | 15 | 383.971 |  | 2020-04-02 | 16:15 | 0 | 1.418 | 15.566 | 0.47446 | 97.8974 | Seep B Mid | 15 | 1468.4614
2020-04-02 | 16:30 | 0 | 0.98 | 15.44 | 0.32791 | 39.1742 | Seep B North | 15 | 587.6125 |  | 2020-04-02 | 16:30 | 0 | 0.835 | 15.308 | 0.27939 | 25.9172 | Seep B South | 15 | 388.7576 |  | 2020-04-02 | 16:30 | 0 | 1.423 | 15.558 | 0.47614 | 98.8079 | Seep B Mid | 15 | 1482.1185
2020-04-02 | 16:45 | 0 | 0.981 | 15.439 | 0.32824 | 39.2774 | Seep B North | 15 | 589.1607 |  | 2020-04-02 | 16:45 | 0 | 0.831 | 15.228 | 0.27805 | 25.5981 | Seep B South | 15 | 383.971 |  | 2020-04-02 | 16:45 | 0 | 1.433 | 15.551 | 0.47948 | 100.6446 | Seep B Mid | 15 | 1509.6683
2020-04-02 | 17:00 | 0 | 0.977 | 15.44 | 0.3269 | 38.8655 | Seep B North | 15 | 582.9828 |  | 2020-04-02 | 17:00 | 0 | 0.837 | 15.17 | 0.28006 | 26.0776 | Seep B South | 15 | 391.1645 |  | 2020-04-02 | 17:00 | 0 | 1.439 | 15.544 | 0.48149 | 101.7566 | Seep B Mid | 15 | 1526.3493
2020-04-02 | 17:15 | 0 | 0.966 | 15.356 | 0.32322 | 37.7466 | Seep B North | 15 | 566.1985 |  | 2020-04-02 | 17:15 | 0 | 0.835 | 15.112 | 0.27939 | 25.9172 | Seep B South | 15 | 388.7576 |  | 2020-04-02 | 17:15 | 0 | 1.422 | 15.539 | 0.4758 | 98.6254 | Seep B Mid | 15 | 1479.3808
2020-04-02 | 17:30 | 0 | 0.905 | 15.262 | 0.30281 | 31.8999 | Seep B North | 15 | 478.4991 |  | 2020-04-02 | 17:30 | 0 | 0.782 | 15.068 | 0.26166 | 21.8832 | Seep B South | 15 | 328.2473 |  | 2020-04-02 | 17:30 | 0 | 1.38 | 15.533 | 0.46175 | 91.1475 | Seep B Mid | 15 | 1367.2126
2020-04-02 | 17:45 | 0 | 0.904 | 15.179 | 0.30248 | 31.8091 | Seep B North | 15 | 477.1361 |  | 2020-04-02 | 17:45 | 0 | 0.785 | 15.036 | 0.26266 | 22.1004 | Seep B South | 15 | 331.5061 |  | 2020-04-02 | 17:45 | 0 | 1.382 | 15.532 | 0.46242 | 91.4953 | Seep B Mid | 15 | 1372.43
2020-04-02 | 18:00 | 0 | 0.903 | 15.104 | 0.30214 | 31.7184 | Seep B North | 15 | 475.7756 |  | 2020-04-02 | 18:00 | 0 | 0.786 | 15.003 | 0.263 | 22.1731 | Seep B South | 15 | 332.5967 |  | 2020-04-02 | 18:00 | 0 | 1.381 | 15.533 | 0.46208 | 91.3213 | Seep B Mid | 15 | 1369.8197
2020-04-02 | 18:15 | 0 | 0.923 | 15.026 | 0.30884 | 33.5627 | Seep B North | 15 | 503.4405 |  | 2020-04-02 | 18:15 | 0 | 0.797 | 14.965 | 0.26668 | 22.9826 | Seep B South | 15 | 344.7388 |  | 2020-04-02 | 18:15 | 0 | 1.391 | 15.534 | 0.46543 | 93.0707 | Seep B Mid | 15 | 1396.061
2020-04-02 | 18:30 | 0 | 0.837 | 14.96 | 0.28006 | 26.0776 | Seep B North | 15 | 391.1645 |  | 2020-04-02 | 18:30 | 0 | 0.733 | 14.927 | 0.24526 | 18.5185 | Seep B South | 15 | 277.7768 |  | 2020-04-02 | 18:30 | 0 | 1.328 | 15.529 | 0.44435 | 82.3899 | Seep B Mid | 15 | 1235.8478
2020-04-02 | 18:45 | 0 | 0.853 | 14.89 | 0.28541 | 27.3832 | Seep B North | 15 | 410.7487 |  | 2020-04-02 | 18:45 | 0 | 0.753 | 14.885 | 0.25195 | 19.8503 | Seep B South | 15 | 297.7548 |  | 2020-04-02 | 18:45 | 0 | 1.347 | 15.526 | 0.45071 | 85.5263 | Seep B Mid | 15 | 1282.8941
2020-04-02 | 19:00 | 0 | 0.874 | 14.801 | 0.29244 | 29.1565 | Seep B North | 15 | 437.3481 |  | 2020-04-02 | 19:00 | 0 | 0.775 | 14.83 | 0.25932 | 21.3813 | Seep B South | 15 | 320.7201 |  | 2020-04-02 | 19:00 | 0 | 1.371 | 15.515 | 0.45874 | 89.5924 | Seep B Mid | 15 | 1343.8864
2020-04-02 | 19:15 | 0 | 0.886 | 14.715 | 0.29646 | 30.2006 | Seep B North | 15 | 453.0089 |  | 2020-04-02 | 19:15 | 0 | 0.79 | 14.767 | 0.26433 | 22.4654 | Seep B South | 15 | 336.9812 |  | 2020-04-02 | 19:15 | 0 | 1.384 | 15.498 | 0.46309 | 91.844 | Seep B Mid | 15 | 1377.6597
2020-04-02 | 19:30 | 0 | 0.814 | 14.62 | 0.27236 | 24.2688 | Seep B North | 15 | 364.0313 |  | 2020-04-02 | 19:30 | 0 | 0.685 | 14.691 | 0.2292 | 15.5496 | Seep B South | 15 | 233.2434 |  | 2020-04-02 | 19:30 | 0 | 1.275 | 15.472 | 0.42661 | 74.0209 | Seep B Mid | 15 | 1110.314
2020-04-02 | 19:45 | 0 | 0.821 | 14.507 | 0.27471 | 24.8109 | Seep B North | 15 | 372.1629 |  | 2020-04-02 | 19:45 | 0 | 0.691 | 14.606 | 0.23121 | 15.9034 | Seep B South | 15 | 238.5509 |  | 2020-04-02 | 19:45 | 0 | 1.287 | 15.408 | 0.43063 | 75.8673 | Seep B Mid | 15 | 1138.0088
2020-04-02 | 20:00 | 0 | 0.83 | 14.388 | 0.27772 | 25.5187 | Seep B North | 15 | 382.78 |  | 2020-04-02 | 20:00 | 0 | 0.702 | 14.513 | 0.23489 | 16.5648 | Seep B South | 15 | 248.472 |  | 2020-04-02 | 20:00 | 0 | 1.301 | 15.35 | 0.43531 | 78.057 | Seep B Mid | 15 | 1170.8556
2020-04-02 | 20:15 | 0 | 0.845 | 14.266 | 0.28274 | 26.7256 | Seep B North | 15 | 400.8834 |  | 2020-04-02 | 20:15 | 0 | 0.717 | 14.418 | 0.23991 | 17.4935 | Seep B South | 15 | 262.402 |  | 2020-04-02 | 20:15 | 0 | 1.306 | 15.29 | 0.43699 | 78.8485 | Seep B Mid | 15 | 1182.7272
2020-04-02 | 20:30 | 0 | 0.834 | 14.142 | 0.27906 | 25.8372 | Seep B North | 15 | 387.5575 |  | 2020-04-02 | 20:30 | 0 | 0.704 | 14.321 | 0.23556 | 16.6868 | Seep B South | 15 | 250.3025 |  | 2020-04-02 | 20:30 | 0 | 1.311 | 15.219 | 0.43866 | 79.6449 | Seep B Mid | 15 | 1194.6732
2020-04-02 | 20:45 | 0 | 0.867 | 14.018 | 0.2901 | 28.5579 | Seep B North | 15 | 428.368 |  | 2020-04-02 | 20:45 | 0 | 0.734 | 14.229 | 0.2456 | 18.5837 | Seep B South | 15 | 278.7556 |  | 2020-04-02 | 20:45 | 0 | 1.337 | 15.142 | 0.44736 | 83.8665 | Seep B Mid | 15 | 1257.9971
2020-04-02 | 21:00 | 0 | 0.891 | 13.898 | 0.29813 | 30.6423 | Seep B North | 15 | 459.6341 |  | 2020-04-02 | 21:00 | 0 | 0.762 | 14.127 | 0.25497 | 20.4682 | Seep B South | 15 | 307.0235 |  | 2020-04-02 | 21:00 | 0 | 1.353 | 15.069 | 0.45271 | 86.5319 | Seep B Mid | 15 | 1297.9778
2020-04-02 | 21:15 | 0 | 0.912 | 13.776 | 0.30516 | 32.5404 | Seep B North | 15 | 488.1063 |  | 2020-04-02 | 21:15 | 0 | 0.782 | 14.028 | 0.26166 | 21.8832 | Seep B South | 15 | 328.2473 |  | 2020-04-02 | 21:15 | 0 | 1.386 | 14.986 | 0.46376 | 92.1935 | Seep B Mid | 15 | 1382.9018
2020-04-02 | 21:30 | 0 | 0.841 | 13.663 | 0.2814 | 26.4004 | Seep B North | 15 | 396.0057 |  | 2020-04-02 | 21:30 | 0 | 0.71 | 13.937 | 0.23757 | 17.0562 | Seep B South | 15 | 255.8434 |  | 2020-04-02 | 21:30 | 0 | 1.304 | 14.906 | 0.43632 | 78.5313 | Seep B Mid | 15 | 1177.9697
2020-04-02 | 21:45 | 0 | 0.853 | 13.557 | 0.28541 | 27.3832 | Seep B North | 15 | 410.7487 |  | 2020-04-02 | 21:45 | 0 | 0.723 | 13.858 | 0.24192 | 17.8737 | Seep B South | 15 | 268.1048 |  | 2020-04-02 | 21:45 | 0 | 1.321 | 14.82 | 0.44201 | 81.2526 | Seep B Mid | 15 | 1218.7888
2020-04-02 | 22:00 | 0 | 0.858 | 13.458 | 0.28709 | 27.7993 | Seep B North | 15 | 416.9893 |  | 2020-04-02 | 22:00 | 0 | 0.726 | 13.784 | 0.24292 | 18.0656 | Seep B South | 15 | 270.9844 |  | 2020-04-02 | 22:00 | 0 | 1.323 | 14.728 | 0.44268 | 81.5765 | Seep B Mid | 15 | 1223.6478
2020-04-02 | 22:15 | 0 | 0.877 | 13.365 | 0.29344 | 29.4154 | Seep B North | 15 | 441.2317 |  | 2020-04-02 | 22:15 | 0 | 0.742 | 13.714 | 0.24827 | 19.1108 | Seep B South | 15 | 286.6618 |  | 2020-04-02 | 22:15 | 0 | 1.334 | 14.657 | 0.44636 | 83.3725 | Seep B Mid | 15 | 1250.5869
2020-04-02 | 22:30 | 0 | 0.829 | 13.275 | 0.27738 | 25.4394 | Seep B North | 15 | 381.5913 |  | 2020-04-02 | 22:30 | 0 | 0.694 | 13.667 | 0.23221 | 16.0821 | Seep B South | 15 | 241.2321 |  | 2020-04-02 | 22:30 | 0 | 1.289 | 14.594 | 0.4313 | 76.1777 | Seep B Mid | 15 | 1142.6658
2020-04-02 | 22:45 | 0 | 0.854 | 13.195 | 0.28575 | 27.4662 | Seep B North | 15 | 411.9923 |  | 2020-04-02 | 22:45 | 0 | 0.724 | 13.619 | 0.24225 | 17.9375 | Seep B South | 15 | 269.0625 |  | 2020-04-02 | 22:45 | 0 | 1.314 | 14.527 | 0.43966 | 80.1251 | Seep B Mid | 15 | 1201.8765
2020-04-02 | 23:00 | 0 | 0.863 | 13.109 | 0.28876 | 28.2192 | Seep B North | 15 | 423.2877 |  | 2020-04-02 | 23:00 | 0 | 0.731 | 13.574 | 0.24459 | 18.3884 | Seep B South | 15 | 275.8256 |  | 2020-04-02 | 23:00 | 0 | 1.331 | 14.459 | 0.44535 | 82.8803 | Seep B Mid | 15 | 1243.2038
2020-04-02 | 23:15 | 0 | 0.871 | 13.021 | 0.29144 | 28.899 | Seep B North | 15 | 433.4855 |  | 2020-04-02 | 23:15 | 0 | 0.736 | 13.515 | 0.24627 | 18.7146 | Seep B South | 15 | 280.7195 |  | 2020-04-02 | 23:15 | 0 | 1.323 | 14.389 | 0.44268 | 81.5765 | Seep B Mid | 15 | 1223.6478
2020-04-02 | 23:30 | 0 | 0.871 | 12.948 | 0.29144 | 28.899 | Seep B North | 15 | 433.4855 |  | 2020-04-02 | 23:30 | 0 | 0.733 | 13.453 | 0.24526 | 18.5185 | Seep B South | 15 | 277.7768 |  | 2020-04-02 | 23:30 | 0 | 1.325 | 14.323 | 0.44334 | 81.9013 | Seep B Mid | 15 | 1228.5188
2020-04-02 | 23:45 | 0 | 0.873 | 12.884 | 0.29211 | 29.0705 | Seep B North | 15 | 436.0582 |  | 2020-04-02 | 23:45 | 0 | 0.735 | 13.403 | 0.24593 | 18.6491 | Seep B South | 15 | 279.7365 |  | 2020-04-02 | 23:45 | 0 | 1.323 | 14.252 | 0.44268 | 81.5765 | Seep B Mid | 15 | 1223.6478
2020-04-03 | 0:00 | 0 | 0.875 | 12.835 | 0.29278 | 29.2427 | Seep B North | 15 | 438.6403 |  | 2020-04-03 | 0:00 | 0 | 0.734 | 13.415 | 0.2456 | 18.5837 | Seep B South | 15 | 278.7556 |  | 2020-04-03 | 0:00 | 0 | 1.33 | 14.211 | 0.44502 | 82.7166 | Seep B Mid | 15 | 1240.7488
2020-04-03 | 0:15 | 0 | 0.864 | 12.79 | 0.28909 | 28.3036 | Seep B North | 15 | 424.5543 |  | 2020-04-03 | 0:15 | 0 | 0.726 | 13.407 | 0.24292 | 18.0656 | Seep B South | 15 | 270.9844 |  | 2020-04-03 | 0:15 | 0 | 1.31 | 14.186 | 0.43833 | 79.4852 | Seep B Mid | 15 | 1192.2781
2020-04-03 | 0:30 | 0 | 0.921 | 12.747 | 0.30817 | 33.3754 | Seep B North | 15 | 500.6308 |  | 2020-04-03 | 0:30 | 0 | 0.784 | 13.376 | 0.26233 | 22.0278 | Seep B South | 15 | 330.4176 |  | 2020-04-03 | 0:30 | 0 | 1.37 | 14.168 | 0.4584 | 89.4207 | Seep B Mid | 15 | 1341.3099
2020-04-03 | 0:45 | 0 | 0.914 | 12.704 | 0.30582 | 32.7249 | Seep B North | 15 | 490.8728 |  | 2020-04-03 | 0:45 | 0 | 0.773 | 13.34 | 0.25865 | 21.2393 | Seep B South | 15 | 318.589 |  | 2020-04-03 | 0:45 | 0 | 1.356 | 14.146 | 0.45372 | 87.0374 | Seep B Mid | 15 | 1305.5606
2020-04-03 | 1:00 | 0 | 0.908 | 12.655 | 0.30382 | 32.1735 | Seep B North | 15 | 482.6021 |  | 2020-04-03 | 1:00 | 0 | 0.764 | 13.287 | 0.25563 | 20.6071 | Seep B South | 15 | 309.1068 |  | 2020-04-03 | 1:00 | 0 | 1.368 | 14.12 | 0.45773 | 89.0777 | Seep B Mid | 15 | 1336.1662
2020-04-03 | 1:15 | 0 | 0.914 | 12.599 | 0.30582 | 32.7249 | Seep B North | 15 | 490.8728 |  | 2020-04-03 | 1:15 | 0 | 0.774 | 13.24 | 0.25898 | 21.3102 | Seep B South | 15 | 319.6535 |  | 2020-04-03 | 1:15 | 0 | 1.359 | 14.078 | 0.45472 | 87.5447 | Seep B Mid | 15 | 1313.1708
2020-04-03 | 1:30 | 0 | 0.926 | 12.548 | 0.30984 | 33.8449 | Seep B North | 15 | 507.673 |  | 2020-04-03 | 1:30 | 0 | 0.784 | 13.212 | 0.26233 | 22.0278 | Seep B South | 15 | 330.4176 |  | 2020-04-03 | 1:30 | 0 | 1.378 | 14.025 | 0.46108 | 90.8005 | Seep B Mid | 15 | 1362.0075
2020-04-03 | 1:45 | 0 | 0.903 | 12.496 | 0.30214 | 31.7184 | Seep B North | 15 | 475.7756 |  | 2020-04-03 | 1:45 | 0 | 0.76 | 13.216 | 0.2543 | 20.3299 | Seep B South | 15 | 304.9487 |  | 2020-04-03 | 1:45 | 0 | 1.354 | 13.981 | 0.45305 | 86.7002 | Seep B Mid | 15 | 1300.5023
2020-04-03 | 2:00 | 0 | 0.895 | 12.436 | 0.29947 | 30.9984 | Seep B North | 15 | 464.9767 |  | 2020-04-03 | 2:00 | 0 | 0.755 | 13.19 | 0.25262 | 19.9866 | Seep B South | 15 | 299.7995 |  | 2020-04-03 | 2:00 | 0 | 1.35 | 13.943 | 0.45171 | 86.0282 | Seep B Mid | 15 | 1290.4223
2020-04-03 | 2:15 | 0 | 0.879 | 12.371 | 0.29411 | 29.5888 | Seep B North | 15 | 443.8324 |  | 2020-04-03 | 2:15 | 0 | 0.738 | 13.174 | 0.24693 | 18.8461 | Seep B South | 15 | 282.6918 |  | 2020-04-03 | 2:15 | 0 | 1.334 | 13.894 | 0.44636 | 83.3725 | Seep B Mid | 15 | 1250.5869
2020-04-03 | 2:30 | 0 | 0.928 | 12.31 | 0.31051 | 34.0338 | Seep B North | 15 | 510.5068 |  | 2020-04-03 | 2:30 | 0 | 0.788 | 13.153 | 0.26366 | 22.319 | Seep B South | 15 | 334.7845 |  | 2020-04-03 | 2:30 | 0 | 1.374 | 13.849 | 0.45974 | 90.1089 | Seep B Mid | 15 | 1351.6341
2020-04-03 | 2:45 | 0 | 0.931 | 12.242 | 0.31151 | 34.3184 | Seep B North | 15 | 514.7756 |  | 2020-04-03 | 2:45 | 0 | 0.792 | 13.129 | 0.265 | 22.6124 | Seep B South | 15 | 339.1866 |  | 2020-04-03 | 2:45 | 0 | 1.378 | 13.796 | 0.46108 | 90.8005 | Seep B Mid | 15 | 1362.0075
2020-04-03 | 3:00 | 0 | 0.932 | 12.18 | 0.31185 | 34.4136 | Seep B North | 15 | 516.2033 |  | 2020-04-03 | 3:00 | 0 | 0.787 | 13.088 | 0.26333 | 22.246 | Seep B South | 15 | 333.6895 |  | 2020-04-03 | 3:00 | 0 | 1.388 | 13.731 | 0.46442 | 92.5437 | Seep B Mid | 15 | 1388.1562
2020-04-03 | 3:15 | 0 | 0.95 | 12.103 | 0.31787 | 36.1546 | Seep B North | 15 | 542.3188 |  | 2020-04-03 | 3:15 | 0 | 0.812 | 13.053 | 0.2717 | 24.1152 | Seep B South | 15 | 361.7281 |  | 2020-04-03 | 3:15 | 0 | 1.405 | 13.661 | 0.47011 | 95.5546 | Seep B Mid | 15 | 1433.3187
2020-04-03 | 3:30 | 0 | 0.904 | 12.026 | 0.30248 | 31.8091 | Seep B North | 15 | 477.1361 |  | 2020-04-03 | 3:30 | 0 | 0.765 | 13.012 | 0.25597 | 20.6768 | Seep B South | 15 | 310.1518 |  | 2020-04-03 | 3:30 | 0 | 1.36 | 13.573 | 0.45506 | 87.7142 | Seep B Mid | 15 | 1315.7136
2020-04-03 | 3:45 | 0 | 0.902 | 11.963 | 0.30181 | 31.6278 | Seep B North | 15 | 474.4174 |  | 2020-04-03 | 3:45 | 0 | 0.76 | 12.975 | 0.2543 | 20.3299 | Seep B South | 15 | 304.9487 |  | 2020-04-03 | 3:45 | 0 | 1.359 | 13.512 | 0.45472 | 87.5447 | Seep B Mid | 15 | 1313.1708
2020-04-03 | 4:00 | 0 | 0.905 | 11.896 | 0.30281 | 31.8999 | Seep B North | 15 | 478.4991 |  | 2020-04-03 | 4:00 | 0 | 0.763 | 12.944 | 0.2553 | 20.5376 | Seep B South | 15 | 308.0641 |  | 2020-04-03 | 4:00 | 0 | 1.351 | 13.454 | 0.45204 | 86.1958 | Seep B Mid | 15 | 1292.9377
2020-04-03 | 4:15 | 0 | 0.908 | 11.821 | 0.30382 | 32.1735 | Seep B North | 15 | 482.6021 |  | 2020-04-03 | 4:15 | 0 | 0.763 | 12.899 | 0.2553 | 20.5376 | Seep B South | 15 | 308.0641 |  | 2020-04-03 | 4:15 | 0 | 1.357 | 13.413 | 0.45405 | 87.2063 | Seep B Mid | 15 | 1308.0943
2020-04-03 | 4:30 | 0 | 0.851 | 11.759 | 0.28474 | 27.2179 | Seep B North | 15 | 408.2686 |  | 2020-04-03 | 4:30 | 0 | 0.705 | 12.817 | 0.23589 | 16.7481 | Seep B South | 15 | 251.2208 |  | 2020-04-03 | 4:30 | 0 | 1.294 | 13.36 | 0.43297 | 76.9573 | Seep B Mid | 15 | 1154.3598
2020-04-03 | 4:45 | 0 | 0.844 | 11.689 | 0.2824 | 26.644 | Seep B North | 15 | 399.6605 |  | 2020-04-03 | 4:45 | 0 | 0.703 | 12.752 | 0.23522 | 16.6257 | Seep B South | 15 | 249.3862 |  | 2020-04-03 | 4:45 | 0 | 1.292 | 13.298 | 0.4323 | 76.6449 | Seep B Mid | 15 | 1149.6733
2020-04-03 | 5:00 | 0 | 0.851 | 11.612 | 0.28474 | 27.2179 | Seep B North | 15 | 408.2686 |  | 2020-04-03 | 5:00 | 0 | 0.711 | 12.709 | 0.2379 | 17.1183 | Seep B South | 15 | 256.7742 |  | 2020-04-03 | 5:00 | 0 | 1.306 | 13.226 | 0.43699 | 78.8485 | Seep B Mid | 15 | 1182.7272
2020-04-03 | 5:15 | 0 | 0.877 | 11.55 | 0.29344 | 29.4154 | Seep B North | 15 | 441.2317 |  | 2020-04-03 | 5:15 | 0 | 0.736 | 12.737 | 0.24627 | 18.7146 | Seep B South | 15 | 280.7195 |  | 2020-04-03 | 5:15 | 0 | 1.322 | 13.161 | 0.44234 | 81.4145 | Seep B Mid | 15 | 1221.2168
2020-04-03 | 5:30 | 0 | 0.841 | 11.487 | 0.2814 | 26.4004 | Seep B North | 15 | 396.0057 |  | 2020-04-03 | 5:30 | 0 | 0.699 | 12.734 | 0.23389 | 16.3828 | Seep B South | 15 | 245.7417 |  | 2020-04-03 | 5:30 | 0 | 1.292 | 13.095 | 0.4323 | 76.6449 | Seep B Mid | 15 | 1149.6733
2020-04-03 | 5:45 | 0 | 0.862 | 11.419 | 0.28843 | 28.1349 | Seep B North | 15 | 422.0234 |  | 2020-04-03 | 5:45 | 0 | 0.717 | 12.719 | 0.23991 | 17.4935 | Seep B South | 15 | 262.402 |  | 2020-04-03 | 5:45 | 0 | 1.306 | 13.016 | 0.43699 | 78.8485 | Seep B Mid | 15 | 1182.7272
2020-04-03 | 6:00 | 0 | 0.888 | 11.355 | 0.29712 | 30.3768 | Seep B North | 15 | 455.6519 |  | 2020-04-03 | 6:00 | 0 | 0.745 | 12.701 | 0.24928 | 19.3108 | Seep B South | 15 | 289.6616 |  | 2020-04-03 | 6:00 | 0 | 1.338 | 12.968 | 0.44769 | 84.0315 | Seep B Mid | 15 | 1260.4732
2020-04-03 | 6:15 | 0 | 0.903 | 11.3 | 0.30214 | 31.7184 | Seep B North | 15 | 475.7756 |  | 2020-04-03 | 6:15 | 0 | 0.759 | 12.658 | 0.25396 | 20.261 | Seep B South | 15 | 303.9146 |  | 2020-04-03 | 6:15 | 0 | 1.339 | 12.916 | 0.44803 | 84.1968 | Seep B Mid | 15 | 1262.9523
2020-04-03 | 6:30 | 0 | 0.851 | 11.245 | 0.28474 | 27.2179 | Seep B North | 15 | 408.2686 |  | 2020-04-03 | 6:30 | 0 | 0.711 | 12.615 | 0.2379 | 17.1183 | Seep B South | 15 | 256.7742 |  | 2020-04-03 | 6:30 | 0 | 1.29 | 12.876 | 0.43163 | 76.3332 | Seep B Mid | 15 | 1144.9987
2020-04-03 | 6:45 | 0 | 0.855 | 11.195 | 0.28608 | 27.5492 | Seep B North | 15 | 413.2381 |  | 2020-04-03 | 6:45 | 0 | 0.714 | 12.579 | 0.2389 | 17.3052 | Seep B South | 15 | 259.5787 |  | 2020-04-03 | 6:45 | 0 | 1.306 | 12.831 | 0.43699 | 78.8485 | Seep B Mid | 15 | 1182.7272
2020-04-03 | 7:00 | 0 | 0.856 | 11.149 | 0.28642 | 27.6324 | Seep B North | 15 | 414.4862 |  | 2020-04-03 | 7:00 | 0 | 0.714 | 12.537 | 0.2389 | 17.3052 | Seep B South | 15 | 259.5787 |  | 2020-04-03 | 7:00 | 0 | 1.307 | 12.802 | 0.43732 | 79.0074 | Seep B Mid | 15 | 1185.1105
2020-04-03 | 7:15 | 0 | 0.866 | 11.105 | 0.28976 | 28.473 | Seep B North | 15 | 427.0944 |  | 2020-04-03 | 7:15 | 0 | 0.725 | 12.507 | 0.24258 | 18.0015 | Seep B South | 15 | 270.0224 |  | 2020-04-03 | 7:15 | 0 | 1.316 | 12.766 | 0.44033 | 80.4462 | Seep B Mid | 15 | 1206.6937
2020-04-03 | 7:30 | 0 | 0.881 | 11.068 | 0.29478 | 29.7628 | Seep B North | 15 | 446.4426 |  | 2020-04-03 | 7:30 | 0 | 0.734 | 12.455 | 0.2456 | 18.5837 | Seep B South | 15 | 278.7556 |  | 2020-04-03 | 7:30 | 0 | 1.324 | 12.743 | 0.44301 | 81.7388 | Seep B Mid | 15 | 1226.0818
2020-04-03 | 7:45 | 0 | 0.885 | 11.056 | 0.29612 | 30.1127 | Seep B North | 15 | 451.6909 |  | 2020-04-03 | 7:45 | 0 | 0.744 | 12.456 | 0.24894 | 19.244 | Seep B South | 15 | 288.6595 |  | 2020-04-03 | 7:45 | 0 | 1.342 | 12.722 | 0.44903 | 84.6939 | Seep B Mid | 15 | 1270.4078
2020-04-03 | 8:00 | 0 | 0.896 | 11.056 | 0.2998 | 31.0879 | Seep B North | 15 | 466.3183 |  | 2020-04-03 | 8:00 | 0 | 0.752 | 12.501 | 0.25162 | 19.7824 | Seep B South | 15 | 296.7357 |  | 2020-04-03 | 8:00 | 0 | 1.334 | 12.746 | 0.44636 | 83.3725 | Seep B Mid | 15 | 1250.5869
2020-04-03 | 8:15 | 0 | 0.889 | 11.07 | 0.29746 | 30.4651 | Seep B North | 15 | 456.9769 |  | 2020-04-03 | 8:15 | 0 | 0.745 | 12.548 | 0.24928 | 19.3108 | Seep B South | 15 | 289.6616 |  | 2020-04-03 | 8:15 | 0 | 1.342 | 12.778 | 0.44903 | 84.6939 | Seep B Mid | 15 | 1270.4078
2020-04-03 | 8:30 | 0 | 0.918 | 11.104 | 0.30716 | 33.0956 | Seep B North | 15 | 496.4344 |  | 2020-04-03 | 8:30 | 0 | 0.774 | 12.646 | 0.25898 | 21.3102 | Seep B South | 15 | 319.6535 |  | 2020-04-03 | 8:30 | 0 | 1.353 | 12.887 | 0.45271 | 86.5319 | Seep B Mid | 15 | 1297.9778
2020-04-03 | 8:45 | 0 | 0.923 | 11.181 | 0.30884 | 33.5627 | Seep B North | 15 | 503.4405 |  | 2020-04-03 | 8:45 | 0 | 0.774 | 12.765 | 0.25898 | 21.3102 | Seep B South | 15 | 319.6535 |  | 2020-04-03 | 8:45 | 0 | 1.372 | 13.07 | 0.45907 | 89.7644 | Seep B Mid | 15 | 1346.4659
2020-04-03 | 9:00 | 0 | 0.916 | 11.269 | 0.30649 | 32.9099 | Seep B North | 15 | 493.6488 |  | 2020-04-03 | 9:00 | 0 | 0.772 | 12.904 | 0.25831 | 21.1685 | Seep B South | 15 | 317.5268 |  | 2020-04-03 | 9:00 | 0 | 1.36 | 13.176 | 0.45506 | 87.7142 | Seep B Mid | 15 | 1315.7136
2020-04-03 | 9:15 | 0 | 0.914 | 11.386 | 0.30582 | 32.7249 | Seep B North | 15 | 490.8728 |  | 2020-04-03 | 9:15 | 0 | 0.77 | 13.029 | 0.25764 | 21.0273 | Seep B South | 15 | 315.4088 |  | 2020-04-03 | 9:15 | 0 | 1.361 | 13.32 | 0.45539 | 87.884 | Seep B Mid | 15 | 1318.2595
2020-04-03 | 9:30 | 0 | 0.97 | 11.523 | 0.32456 | 38.1511 | Seep B North | 15 | 572.2672 |  | 2020-04-03 | 9:30 | 0 | 0.824 | 13.183 | 0.27571 | 25.0454 | Seep B South | 15 | 375.6816 |  | 2020-04-03 | 9:30 | 0 | 1.403 | 13.45 | 0.46944 | 95.1973 | Seep B Mid | 15 | 1427.9589
2020-04-03 | 9:45 | 0 | 0.954 | 11.671 | 0.31921 | 36.5486 | Seep B North | 15 | 548.2297 |  | 2020-04-03 | 9:45 | 0 | 0.802 | 13.369 | 0.26835 | 23.3564 | Seep B South | 15 | 350.3464 |  | 2020-04-03 | 9:45 | 0 | 1.39 | 13.707 | 0.46509 | 92.8949 | Seep B Mid | 15 | 1393.423
2020-04-03 | 10:00 | 0 | 0.939 | 11.831 | 0.31419 | 35.0844 | Seep B North | 15 | 526.2656 |  | 2020-04-03 | 10:00 | 0 | 0.792 | 13.584 | 0.265 | 22.6124 | Seep B South | 15 | 339.1866 |  | 2020-04-03 | 10:00 | 0 | 1.382 | 14.029 | 0.46242 | 91.4953 | Seep B Mid | 15 | 1372.43
2020-04-03 | 10:15 | 0 | 0.912 | 12.003 | 0.30516 | 32.5404 | Seep B North | 15 | 488.1063 |  | 2020-04-03 | 10:15 | 0 | 0.762 | 13.793 | 0.25497 | 20.4682 | Seep B South | 15 | 307.0235 |  | 2020-04-03 | 10:15 | 0 | 1.367 | 14.317 | 0.4574 | 88.9066 | Seep B Mid | 15 | 1333.5989
2020-04-03 | 10:30 | 0 | 1.034 | 12.159 | 0.34598 | 44.9883 | Seep B North | 15 | 674.8243 |  | 2020-04-03 | 10:30 | 0 | 0.889 | 14.007 | 0.29746 | 30.4651 | Seep B South | 15 | 456.9769 |  | 2020-04-03 | 10:30 | 0 | 1.503 | 14.52 | 0.5029 | 114.0946 | Seep B Mid | 15 | 1711.4183
2020-04-03 | 10:45 | 0 | 1.022 | 12.348 | 0.34196 | 43.6536 | Seep B North | 15 | 654.8036 |  | 2020-04-03 | 10:45 | 0 | 0.878 | 14.311 | 0.29378 | 29.5021 | Seep B South | 15 | 442.5309 |  | 2020-04-03 | 10:45 | 0 | 1.475 | 14.639 | 0.49354 | 108.589 | Seep B Mid | 15 | 1628.8349
2020-04-03 | 11:00 | 0 | 0.992 | 12.51 | 0.33192 | 40.4238 | Seep B North | 15 | 606.3563 |  | 2020-04-03 | 11:00 | 0 | 0.853 | 14.608 | 0.28541 | 27.3832 | Seep B South | 15 | 410.7487 |  | 2020-04-03 | 11:00 | 0 | 1.443 | 14.755 | 0.48283 | 102.5022 | Seep B Mid | 15 | 1537.5332
2020-04-03 | 11:15 | 0 | 0.958 | 12.682 | 0.32055 | 36.9453 | Seep B North | 15 | 554.1799 |  | 2020-04-03 | 11:15 | 0 | 0.821 | 14.882 | 0.27471 | 24.8109 | Seep B South | 15 | 372.1629 |  | 2020-04-03 | 11:15 | 0 | 1.401 | 14.809 | 0.46877 | 94.8408 | Seep B Mid | 15 | 1422.6116
2020-04-03 | 11:30 | 0 | 1.081 | 12.821 | 0.3617 | 50.4553 | Seep B North | 15 | 756.8295 |  | 2020-04-03 | 11:30 | 0 | 0.946 | 15.209 | 0.31653 | 35.7631 | Seep B South | 15 | 536.4471 |  | 2020-04-03 | 11:30 | 0 | 1.525 | 14.813 | 0.51026 | 118.5393 | Seep B Mid | 15 | 1778.09
2020-04-03 | 11:45 | 0 | 1.024 | 13.012 | 0.34263 | 43.8743 | Seep B North | 15 | 658.1148 |  | 2020-04-03 | 11:45 | 0 | 0.893 | 15.595 | 0.2988 | 30.82 | Seep B South | 15 | 462.3007 |  | 2020-04-03 | 11:45 | 0 | 1.47 | 14.823 | 0.49186 | 107.6236 | Seep B Mid | 15 | 1614.3535
2020-04-03 | 12:00 | 0 | 0.992 | 13.242 | 0.33192 | 40.4238 | Seep B North | 15 | 606.3563 |  | 2020-04-03 | 12:00 | 0 | 0.857 | 15.885 | 0.28675 | 27.7158 | Seep B South | 15 | 415.7366 |  | 2020-04-03 | 12:00 | 0 | 1.433 | 14.85 | 0.47948 | 100.6446 | Seep B Mid | 15 | 1509.6683
2020-04-03 | 12:15 | 0 | 0.957 | 13.515 | 0.32021 | 36.8459 | Seep B North | 15 | 552.6887 |  | 2020-04-03 | 12:15 | 0 | 0.808 | 16.156 | 0.27036 | 23.8099 | Seep B South | 15 | 357.1487 |  | 2020-04-03 | 12:15 | 0 | 1.383 | 14.893 | 0.46275 | 91.6696 | Seep B Mid | 15 | 1375.0433
2020-04-03 | 12:30 | 0 | 1.174 | 13.811 | 0.39282 | 62.4281 | Seep B North | 15 | 936.4216 |  | 2020-04-03 | 12:30 | 0 | 0.975 | 16.37 | 0.32623 | 38.6606 | Seep B South | 15 | 579.9087 |  | 2020-04-03 | 12:30 | 0 | 1.547 | 14.939 | 0.51763 | 123.0899 | Seep B Mid | 15 | 1846.348
2020-04-03 | 12:45 | 0 | 1.153 | 14.416 | 0.38579 | 59.5876 | Seep B North | 15 | 893.8144 |  | 2020-04-03 | 12:45 | 0 | 0.931 | 16.491 | 0.31151 | 34.3184 | Seep B South | 15 | 514.7756 |  | 2020-04-03 | 12:45 | 0 | 1.495 | 14.995 | 0.50023 | 112.5043 | Seep B Mid | 15 | 1687.5645
2020-04-03 | 13:00 | 0 | 1.122 | 15.075 | 0.37542 | 55.5416 | Seep B North | 15 | 833.1234 |  | 2020-04-03 | 13:00 | 0 | 0.89 | 16.539 | 0.29779 | 30.5536 | Seep B South | 15 | 458.3043 |  | 2020-04-03 | 13:00 | 0 | 1.462 | 15.058 | 0.48919 | 106.09 | Seep B Mid | 15 | 1591.3497
2020-04-03 | 13:15 | 0 | 1.05 | 15.566 | 0.35133 | 46.8064 | Seep B North | 15 | 702.0954 |  | 2020-04-03 | 13:15 | 0 | 0.839 | 16.568 | 0.28073 | 26.2387 | Seep B South | 15 | 393.5805 |  | 2020-04-03 | 13:15 | 0 | 1.417 | 15.138 | 0.47413 | 97.716 | Seep B Mid | 15 | 1465.7394
2020-04-03 | 13:30 | 0 | 1.201 | 15.833 | 0.40185 | 66.1999 | Seep B North | 15 | 992.9988 |  | 2020-04-03 | 13:30 | 0 | 1.035 | 16.675 | 0.34631 | 45.1006 | Seep B South | 15 | 676.5094 |  | 2020-04-03 | 13:30 | 0 | 1.587 | 15.257 | 0.53101 | 131.6376 | Seep B Mid | 15 | 1974.5647
2020-04-03 | 13:45 | 0 | 1.157 | 16.075 | 0.38713 | 60.1224 | Seep B North | 15 | 901.8365 |  | 2020-04-03 | 13:45 | 0 | 0.973 | 16.443 | 0.32557 | 38.4563 | Seep B South | 15 | 576.8447 |  | 2020-04-03 | 13:45 | 0 | 1.553 | 15.4 | 0.51963 | 124.3494 | Seep B Mid | 15 | 1865.2411
2020-04-03 | 14:00 | 0 | 1.11 | 16.311 | 0.37141 | 54.0219 | Seep B North | 15 | 810.3284 |  | 2020-04-03 | 14:00 | 0 | 0.936 | 16.577 | 0.31319 | 34.7959 | Seep B South | 15 | 521.9386 |  | 2020-04-03 | 14:00 | 0 | 1.494 | 15.513 | 0.49989 | 112.3065 | Seep B Mid | 15 | 1684.5974
2020-04-03 | 14:15 | 0 | 1.052 | 16.481 | 0.352 | 47.0367 | Seep B North | 15 | 705.5509 |  | 2020-04-03 | 14:15 | 0 | 0.895 | 16.76 | 0.29947 | 30.9984 | Seep B South | 15 | 464.9767 |  | 2020-04-03 | 14:15 | 0 | 1.454 | 15.614 | 0.48651 | 104.57 | Seep B Mid | 15 | 1568.5502
2020-04-03 | 14:30 | 0 | 1.173 | 16.487 | 0.39249 | 62.291 | Seep B North | 15 | 934.3651 |  | 2020-04-03 | 14:30 | 0 | 1.03 | 16.837 | 0.34464 | 44.5406 | Seep B South | 15 | 668.1097 |  | 2020-04-03 | 14:30 | 0 | 1.597 | 15.703 | 0.53436 | 133.8304 | Seep B Mid | 15 | 2007.4557

## Seep C
Date | Time | ms | LEVEL (kpa) | TEMPERATURE | Level (Ft) | Flow (GPM) | Location | Minutes | Volume (gal) | Total daily volume
2020-04-02 | 14:30 | 0 | 1.369 | 14.203 | 0.45807 | 89.2491 | Seep C-1 | 15 | 1338.7365 | 91404.5936
2020-04-02 | 14:45 | 0 | 1.338 | 14.252 | 0.44769 | 84.0315 | Seep C-1 | 15 | 1260.4732
2020-04-02 | 15:00 | 0 | 1.297 | 14.295 | 0.43398 | 77.4274 | Seep C-1 | 15 | 1161.4117
2020-04-02 | 15:15 | 0 | 1.269 | 14.319 | 0.42461 | 73.1083 | Seep C-1 | 15 | 1096.6249
2020-04-02 | 15:30 | 0 | 1.285 | 14.345 | 0.42996 | 75.5576 | Seep C-1 | 15 | 1133.3636
2020-04-02 | 15:45 | 0 | 1.268 | 14.361 | 0.42427 | 72.9569 | Seep C-1 | 15 | 1094.3536
2020-04-02 | 16:00 | 0 | 1.249 | 14.368 | 0.41792 | 70.1168 | Seep C-1 | 15 | 1051.7518
2020-04-02 | 16:15 | 0 | 1.227 | 14.377 | 0.41055 | 66.9151 | Seep C-1 | 15 | 1003.7262
2020-04-02 | 16:30 | 0 | 1.234 | 14.381 | 0.4129 | 67.9238 | Seep C-1 | 15 | 1018.8563
2020-04-02 | 16:45 | 0 | 1.231 | 14.377 | 0.41189 | 67.4903 | Seep C-1 | 15 | 1012.3547
2020-04-02 | 17:00 | 0 | 1.231 | 14.372 | 0.41189 | 67.4903 | Seep C-1 | 15 | 1012.3547
2020-04-02 | 17:15 | 0 | 1.242 | 14.411 | 0.41557 | 69.088 | Seep C-1 | 15 | 1036.3199
2020-04-02 | 17:30 | 0 | 1.184 | 14.422 | 0.39617 | 60.9225 | Seep C-1 | 15 | 913.8376
2020-04-02 | 17:45 | 0 | 1.187 | 14.404 | 0.39717 | 61.3293 | Seep C-1 | 15 | 919.9399
2020-04-02 | 18:00 | 0 | 1.194 | 14.385 | 0.39951 | 62.2851 | Seep C-1 | 15 | 934.2765
2020-04-02 | 18:15 | 0 | 1.211 | 14.367 | 0.4052 | 64.6445 | Seep C-1 | 15 | 969.6682
2020-04-02 | 18:30 | 0 | 1.143 | 14.336 | 0.38245 | 55.5296 | Seep C-1 | 15 | 832.9437
2020-04-02 | 18:45 | 0 | 1.166 | 14.303 | 0.39014 | 58.5167 | Seep C-1 | 15 | 877.7508
2020-04-02 | 19:00 | 0 | 1.185 | 14.254 | 0.3965 | 61.0579 | Seep C-1 | 15 | 915.8689
2020-04-02 | 19:15 | 0 | 1.2 | 14.22 | 0.40152 | 63.1116 | Seep C-1 | 15 | 946.6746
2020-04-02 | 19:30 | 0 | 1.098 | 14.171 | 0.36739 | 49.9628 | Seep C-1 | 15 | 749.4423
2020-04-02 | 19:45 | 0 | 1.104 | 14.105 | 0.3694 | 50.6841 | Seep C-1 | 15 | 760.261
2020-04-02 | 20:00 | 0 | 1.116 | 14.038 | 0.37341 | 52.1458 | Seep C-1 | 15 | 782.1875
2020-04-02 | 20:15 | 0 | 1.135 | 13.967 | 0.37977 | 54.5132 | Seep C-1 | 15 | 817.6984
2020-04-02 | 20:30 | 0 | 1.117 | 13.894 | 0.37375 | 52.2688 | Seep C-1 | 15 | 784.0322
2020-04-02 | 20:45 | 0 | 1.145 | 13.814 | 0.38312 | 55.7855 | Seep C-1 | 15 | 836.7823
2020-04-02 | 21:00 | 0 | 1.176 | 13.739 | 0.39349 | 59.8459 | Seep C-1 | 15 | 897.6878
2020-04-02 | 21:15 | 0 | 1.197 | 13.662 | 0.40052 | 62.6975 | Seep C-1 | 15 | 940.4629
2020-04-02 | 21:30 | 0 | 1.125 | 13.587 | 0.37643 | 53.2591 | Seep C-1 | 15 | 798.8867
2020-04-02 | 21:45 | 0 | 1.142 | 13.509 | 0.38211 | 55.4019 | Seep C-1 | 15 | 831.0285
2020-04-02 | 22:00 | 0 | 1.141 | 13.442 | 0.38178 | 55.2744 | Seep C-1 | 15 | 829.116
2020-04-02 | 22:15 | 0 | 1.159 | 13.377 | 0.3878 | 57.5973 | Seep C-1 | 15 | 863.9597
2020-04-02 | 22:30 | 0 | 1.108 | 13.305 | 0.37074 | 51.1685 | Seep C-1 | 15 | 767.5269
2020-04-02 | 22:45 | 0 | 1.138 | 13.23 | 0.38077 | 54.893 | Seep C-1 | 15 | 823.3949
2020-04-02 | 23:00 | 0 | 1.145 | 13.163 | 0.38312 | 55.7855 | Seep C-1 | 15 | 836.7823
2020-04-02 | 23:15 | 0 | 1.148 | 13.09 | 0.38412 | 56.1707 | Seep C-1 | 15 | 842.5607
2020-04-02 | 23:30 | 0 | 1.142 | 13.022 | 0.38211 | 55.4019 | Seep C-1 | 15 | 831.0285
2020-04-02 | 23:45 | 0 | 1.144 | 12.954 | 0.38278 | 55.6574 | Seep C-1 | 15 | 834.8616
2020-04-03 | 0:00 | 0 | 1.138 | 12.888 | 0.38077 | 54.893 | Seep C-1 | 15 | 823.3949
2020-04-03 | 0:15 | 0 | 1.134 | 12.834 | 0.37944 | 54.387 | Seep C-1 | 15 | 815.805
2020-04-03 | 0:30 | 0 | 1.186 | 12.779 | 0.39684 | 61.1935 | Seep C-1 | 15 | 917.903
2020-04-03 | 0:45 | 0 | 1.184 | 12.725 | 0.39617 | 60.9225 | Seep C-1 | 15 | 913.8376
2020-04-03 | 1:00 | 0 | 1.172 | 12.672 | 0.39215 | 59.312 | Seep C-1 | 15 | 889.6797
2020-04-03 | 1:15 | 0 | 1.178 | 12.617 | 0.39416 | 60.1139 | Seep C-1 | 15 | 901.7085
2020-04-03 | 1:30 | 0 | 1.19 | 12.561 | 0.39817 | 61.7378 | Seep C-1 | 15 | 926.0673
2020-04-03 | 1:45 | 0 | 1.173 | 12.507 | 0.39249 | 59.4452 | Seep C-1 | 15 | 891.6775
2020-04-03 | 2:00 | 0 | 1.164 | 12.454 | 0.38947 | 58.2531 | Seep C-1 | 15 | 873.7967
2020-04-03 | 2:15 | 0 | 1.145 | 12.399 | 0.38312 | 55.7855 | Seep C-1 | 15 | 836.7823
2020-04-03 | 2:30 | 0 | 1.205 | 12.342 | 0.40319 | 63.8056 | Seep C-1 | 15 | 957.0838
2020-04-03 | 2:45 | 0 | 1.2 | 12.287 | 0.40152 | 63.1116 | Seep C-1 | 15 | 946.6746
2020-04-03 | 3:00 | 0 | 1.196 | 12.23 | 0.40018 | 62.5599 | Seep C-1 | 15 | 938.3979
2020-04-03 | 3:15 | 0 | 1.225 | 12.172 | 0.40989 | 66.6286 | Seep C-1 | 15 | 999.429
2020-04-03 | 3:30 | 0 | 1.171 | 12.111 | 0.39182 | 59.179 | Seep C-1 | 15 | 887.6846
2020-04-03 | 3:45 | 0 | 1.172 | 12.048 | 0.39215 | 59.312 | Seep C-1 | 15 | 889.6797
2020-04-03 | 4:00 | 0 | 1.172 | 11.986 | 0.39215 | 59.312 | Seep C-1 | 15 | 889.6797
2020-04-03 | 4:15 | 0 | 1.174 | 11.924 | 0.39282 | 59.5785 | Seep C-1 | 15 | 893.6782
2020-04-03 | 4:30 | 0 | 1.115 | 11.86 | 0.37308 | 52.023 | Seep C-1 | 15 | 780.3455
2020-04-03 | 4:45 | 0 | 1.108 | 11.8 | 0.37074 | 51.1685 | Seep C-1 | 15 | 767.5269
2020-04-03 | 5:00 | 0 | 1.127 | 11.745 | 0.37709 | 53.5085 | Seep C-1 | 15 | 802.6273
2020-04-03 | 5:15 | 0 | 1.148 | 11.69 | 0.38412 | 56.1707 | Seep C-1 | 15 | 842.5607
2020-04-03 | 5:30 | 0 | 1.113 | 11.634 | 0.37241 | 51.778 | Seep C-1 | 15 | 776.6696
2020-04-03 | 5:45 | 0 | 1.133 | 11.577 | 0.3791 | 54.261 | Seep C-1 | 15 | 813.9144
2020-04-03 | 6:00 | 0 | 1.157 | 11.524 | 0.38713 | 57.3363 | Seep C-1 | 15 | 860.0442
2020-04-03 | 6:15 | 0 | 1.174 | 11.469 | 0.39282 | 59.5785 | Seep C-1 | 15 | 893.6782
2020-04-03 | 6:30 | 0 | 1.122 | 11.419 | 0.37542 | 52.8864 | Seep C-1 | 15 | 793.296
2020-04-03 | 6:45 | 0 | 1.126 | 11.364 | 0.37676 | 53.3837 | Seep C-1 | 15 | 800.7557
2020-04-03 | 7:00 | 0 | 1.125 | 11.315 | 0.37643 | 53.2591 | Seep C-1 | 15 | 798.8867
2020-04-03 | 7:15 | 0 | 1.135 | 11.273 | 0.37977 | 54.5132 | Seep C-1 | 15 | 817.6984
2020-04-03 | 7:30 | 0 | 1.149 | 11.228 | 0.38446 | 56.2995 | Seep C-1 | 15 | 844.4924
2020-04-03 | 7:45 | 0 | 1.156 | 11.181 | 0.3868 | 57.206 | Seep C-1 | 15 | 858.0906
2020-04-03 | 8:00 | 0 | 1.166 | 11.15 | 0.39014 | 58.5167 | Seep C-1 | 15 | 877.7508
2020-04-03 | 8:15 | 0 | 1.16 | 11.132 | 0.38814 | 57.7281 | Seep C-1 | 15 | 865.9216
2020-04-03 | 8:30 | 0 | 1.178 | 11.141 | 0.39416 | 60.1139 | Seep C-1 | 15 | 901.7085
2020-04-03 | 8:45 | 0 | 1.187 | 11.174 | 0.39717 | 61.3293 | Seep C-1 | 15 | 919.9399
2020-04-03 | 9:00 | 0 | 1.187 | 11.274 | 0.39717 | 61.3293 | Seep C-1 | 15 | 919.9399
2020-04-03 | 9:15 | 0 | 1.179 | 11.383 | 0.39449 | 60.2482 | Seep C-1 | 15 | 903.723
2020-04-03 | 9:30 | 0 | 1.227 | 11.49 | 0.41055 | 66.9151 | Seep C-1 | 15 | 1003.7262
2020-04-03 | 9:45 | 0 | 1.21 | 11.629 | 0.40487 | 64.5042 | Seep C-1 | 15 | 967.5637
2020-04-03 | 10:00 | 0 | 1.193 | 11.816 | 0.39918 | 62.148 | Seep C-1 | 15 | 932.22
2020-04-03 | 10:15 | 0 | 1.17 | 12.118 | 0.39148 | 59.0462 | Seep C-1 | 15 | 885.6923
2020-04-03 | 10:30 | 0 | 1.292 | 12.42 | 0.4323 | 76.6449 | Seep C-1 | 15 | 1149.6733
2020-04-03 | 10:45 | 0 | 1.276 | 12.705 | 0.42695 | 74.1737 | Seep C-1 | 15 | 1112.6058
2020-04-03 | 11:00 | 0 | 1.261 | 12.964 | 0.42193 | 71.9024 | Seep C-1 | 15 | 1078.5362
2020-04-03 | 11:15 | 0 | 1.209 | 13.135 | 0.40453 | 64.3641 | Seep C-1 | 15 | 965.4621
2020-04-03 | 11:30 | 0 | 1.348 | 13.318 | 0.45104 | 85.6934 | Seep C-1 | 15 | 1285.4005
2020-04-03 | 11:45 | 0 | 1.277 | 13.492 | 0.42728 | 74.3267 | Seep C-1 | 15 | 1114.9005
2020-04-03 | 12:00 | 0 | 1.248 | 13.681 | 0.41758 | 69.9692 | Seep C-1 | 15 | 1049.5386
2020-04-03 | 12:15 | 0 | 1.195 | 13.845 | 0.39985 | 62.4224 | Seep C-1 | 15 | 936.3358
2020-04-03 | 12:30 | 0 | 1.366 | 13.979 | 0.45706 | 88.7356 | Seep C-1 | 15 | 1331.0347
2020-04-03 | 12:45 | 0 | 1.319 | 14.088 | 0.44134 | 80.9295 | Seep C-1 | 15 | 1213.9418
2020-04-03 | 13:00 | 0 | 1.278 | 14.189 | 0.42762 | 74.4799 | Seep C-1 | 15 | 1117.1981
2020-04-03 | 13:15 | 0 | 1.289 | 17.207 | 0.4313 | 76.1777 | Seep C-1 | 15 | 1142.6658
2020-04-03 | 13:30 | 0 | 1.349 | 15.874 | 0.45138 | 85.8607 | Seep C-1 | 15 | 1287.9099
2020-04-03 | 13:45 | 0 | 1.308 | 15.628 | 0.43766 | 79.1664 | Seep C-1 | 15 | 1187.4967
2020-04-03 | 14:00 | 0 | 1.26 | 15.486 | 0.4216 | 71.7525 | Seep C-1 | 15 | 1076.2882
2020-04-03 | 14:15 | 0 | 1.208 | 15.41 | 0.4042 | 64.2242 | Seep C-1 | 15 | 963.3633
2020-04-03 | 14:30 | 0 | 1.318 | 15.389 | 0.441 | 80.7682 | Seep C-1 | 15 | 1211.5228

## Seep D
Corrected flow to 120 gpm maximum for large flume
Date | Time | ms | LEVEL (kPa) | TEMPERATURE | LEVEL (ft) | Flow (gpm) | Location | Minutes | Volume (gal) | Total daily volume | Flow (gpm) | Location | Minutes | Volume (gal) | Total daily volume
2020-04-02 | 14:30 | 0 | 1.986 | 16.921 | 0.66452 | 242.3388 | Seep D | 15 | 3635.0819 | 219345.9795 | 120 | Seep D | 15 | 1800 | 174828.3841
2020-04-02 | 14:45 | 0 | 1.955 | 16.868 | 0.65414 | 232.6993 | Seep D | 15 | 3490.49 |  | 120 | Seep D | 15 | 1800
2020-04-02 | 15:00 | 0 | 1.865 | 16.862 | 0.62403 | 206.0572 | Seep D | 15 | 3090.8587 |  | 120 | Seep D | 15 | 1800
2020-04-02 | 15:15 | 0 | 1.841 | 16.859 | 0.616 | 199.2853 | Seep D | 15 | 2989.2795 |  | 120 | Seep D | 15 | 1800
2020-04-02 | 15:30 | 0 | 1.859 | 16.811 | 0.62202 | 204.3513 | Seep D | 15 | 3065.2689 |  | 120 | Seep D | 15 | 1800
2020-04-02 | 15:45 | 0 | 1.839 | 16.765 | 0.61533 | 198.7272 | Seep D | 15 | 2980.9083 |  | 120 | Seep D | 15 | 1800
2020-04-02 | 16:00 | 0 | 1.817 | 16.688 | 0.60797 | 192.6514 | Seep D | 15 | 2889.7712 |  | 120 | Seep D | 15 | 1800
2020-04-02 | 16:15 | 0 | 1.79 | 16.581 | 0.59893 | 185.352 | Seep D | 15 | 2780.2802 |  | 120 | Seep D | 15 | 1800
2020-04-02 | 16:30 | 0 | 1.784 | 16.429 | 0.59693 | 183.7533 | Seep D | 15 | 2756.2999 |  | 120 | Seep D | 15 | 1800
2020-04-02 | 16:45 | 0 | 1.77 | 16.292 | 0.59224 | 180.056 | Seep D | 15 | 2700.8395 |  | 120 | Seep D | 15 | 1800
2020-04-02 | 17:00 | 0 | 1.752 | 16.129 | 0.58622 | 175.3697 | Seep D | 15 | 2630.545 |  | 120 | Seep D | 15 | 1800
2020-04-02 | 17:15 | 0 | 1.746 | 15.991 | 0.58421 | 173.8244 | Seep D | 15 | 2607.3653 |  | 120 | Seep D | 15 | 1800
2020-04-02 | 17:30 | 0 | 1.675 | 15.874 | 0.56046 | 156.169 | Seep D | 15 | 2342.5343 |  | 120 | Seep D | 15 | 1800
2020-04-02 | 17:45 | 0 | 1.674 | 15.783 | 0.56012 | 155.9285 | Seep D | 15 | 2338.9278 |  | 120 | Seep D | 15 | 1800
2020-04-02 | 18:00 | 0 | 1.681 | 15.701 | 0.56246 | 157.6163 | Seep D | 15 | 2364.2448 |  | 120 | Seep D | 15 | 1800
2020-04-02 | 18:15 | 0 | 1.69 | 15.636 | 0.56547 | 159.8027 | Seep D | 15 | 2397.0409 |  | 120 | Seep D | 15 | 1800
2020-04-02 | 18:30 | 0 | 1.615 | 15.57 | 0.54038 | 142.1417 | Seep D | 15 | 2132.126 |  | 120 | Seep D | 15 | 1800
2020-04-02 | 18:45 | 0 | 1.634 | 15.499 | 0.54674 | 146.4963 | Seep D | 15 | 2197.4452 |  | 120 | Seep D | 15 | 1800
2020-04-02 | 19:00 | 0 | 1.657 | 15.431 | 0.55443 | 151.8758 | Seep D | 15 | 2278.1369 |  | 120 | Seep D | 15 | 1800
2020-04-02 | 19:15 | 0 | 1.672 | 15.356 | 0.55945 | 155.4483 | Seep D | 15 | 2331.725 |  | 120 | Seep D | 15 | 1800
2020-04-02 | 19:30 | 0 | 1.563 | 15.279 | 0.52298 | 130.6323 | Seep D | 15 | 1959.4849 |  | 120 | Seep D | 15 | 1800
2020-04-02 | 19:45 | 0 | 1.566 | 15.185 | 0.52398 | 131.2802 | Seep D | 15 | 1969.203 |  | 120 | Seep D | 15 | 1800
2020-04-02 | 20:00 | 0 | 1.571 | 15.073 | 0.52566 | 132.3644 | Seep D | 15 | 1985.4653 |  | 120 | Seep D | 15 | 1800
2020-04-02 | 20:15 | 0 | 1.586 | 14.955 | 0.53068 | 135.6497 | Seep D | 15 | 2034.7449 |  | 120 | Seep D | 15 | 1800
2020-04-02 | 20:30 | 0 | 1.571 | 14.829 | 0.52566 | 132.3644 | Seep D | 15 | 1985.4653 |  | 120 | Seep D | 15 | 1800
2020-04-02 | 20:45 | 0 | 1.597 | 14.696 | 0.53436 | 138.0903 | Seep D | 15 | 2071.3545 |  | 120 | Seep D | 15 | 1800
2020-04-02 | 21:00 | 0 | 1.619 | 14.566 | 0.54172 | 143.0518 | Seep D | 15 | 2145.7772 |  | 120 | Seep D | 15 | 1800
2020-04-02 | 21:15 | 0 | 1.636 | 14.448 | 0.54741 | 146.9594 | Seep D | 15 | 2204.3912 |  | 120 | Seep D | 15 | 1800
2020-04-02 | 21:30 | 0 | 1.558 | 14.342 | 0.52131 | 129.5569 | Seep D | 15 | 1943.3534 |  | 120 | Seep D | 15 | 1800
2020-04-02 | 21:45 | 0 | 1.572 | 14.246 | 0.52599 | 132.5818 | Seep D | 15 | 1988.7276 |  | 120 | Seep D | 15 | 1800
2020-04-02 | 22:00 | 0 | 1.571 | 14.151 | 0.52566 | 132.3644 | Seep D | 15 | 1985.4653 |  | 120 | Seep D | 15 | 1800
2020-04-02 | 22:15 | 0 | 1.577 | 14.059 | 0.52766 | 133.6726 | Seep D | 15 | 2005.0884 |  | 120 | Seep D | 15 | 1800
2020-04-02 | 22:30 | 0 | 1.524 | 13.974 | 0.50993 | 122.3877 | Seep D | 15 | 1835.8152 |  | 120 | Seep D | 15 | 1800
2020-04-02 | 22:45 | 0 | 1.556 | 13.898 | 0.52064 | 129.1282 | Seep D | 15 | 1936.9236 |  | 120 | Seep D | 15 | 1800
2020-04-02 | 23:00 | 0 | 1.576 | 13.823 | 0.52733 | 133.454 | Seep D | 15 | 2001.8097 |  | 120 | Seep D | 15 | 1800
2020-04-02 | 23:15 | 0 | 1.559 | 13.753 | 0.52164 | 129.7715 | Seep D | 15 | 1946.5731 |  | 120 | Seep D | 15 | 1800
2020-04-02 | 23:30 | 0 | 1.537 | 13.681 | 0.51428 | 125.0994 | Seep D | 15 | 1876.4903 |  | 120 | Seep D | 15 | 1800
2020-04-02 | 23:45 | 0 | 1.516 | 13.609 | 0.50725 | 120.737 | Seep D | 15 | 1811.0552 |  | 120 | Seep D | 15 | 1800
2020-04-03 | 0:00 | 0 | 1.493 | 13.546 | 0.49956 | 116.0675 | Seep D | 15 | 1741.0132 |  | 116.0675 | Seep D | 15 | 1741.0132
2020-04-03 | 0:15 | 0 | 1.479 | 13.501 | 0.49487 | 113.2803 | Seep D | 15 | 1699.2045 |  | 113.2803 | Seep D | 15 | 1699.2045
2020-04-03 | 0:30 | 0 | 1.514 | 13.466 | 0.50658 | 120.3265 | Seep D | 15 | 1804.8973 |  | 120 | Seep D | 15 | 1800
2020-04-03 | 0:45 | 0 | 1.503 | 13.431 | 0.5029 | 118.0839 | Seep D | 15 | 1771.2584 |  | 118.0839 | Seep D | 15 | 1771.2584
2020-04-03 | 1:00 | 0 | 1.49 | 13.391 | 0.49855 | 115.4668 | Seep D | 15 | 1732.0017 |  | 115.4668 | Seep D | 15 | 1732.0017
2020-04-03 | 1:15 | 0 | 1.481 | 13.343 | 0.49554 | 113.6759 | Seep D | 15 | 1705.139 |  | 113.6759 | Seep D | 15 | 1705.139
2020-04-03 | 1:30 | 0 | 1.48 | 13.294 | 0.49521 | 113.478 | Seep D | 15 | 1702.1702 |  | 113.478 | Seep D | 15 | 1702.1702
2020-04-03 | 1:45 | 0 | 1.455 | 13.241 | 0.48684 | 108.5983 | Seep D | 15 | 1628.9744 |  | 108.5983 | Seep D | 15 | 1628.9744
2020-04-03 | 2:00 | 0 | 1.512 | 13.187 | 0.50592 | 119.9168 | Seep D | 15 | 1798.7523 |  | 119.9168 | Seep D | 15 | 1798.7523
2020-04-03 | 2:15 | 0 | 1.493 | 13.136 | 0.49956 | 116.0675 | Seep D | 15 | 1741.0132 |  | 116.0675 | Seep D | 15 | 1741.0132
2020-04-03 | 2:30 | 0 | 1.547 | 13.086 | 0.51763 | 127.2101 | Seep D | 15 | 1908.1511 |  | 120 | Seep D | 15 | 1800
2020-04-03 | 2:45 | 0 | 1.558 | 13.029 | 0.52131 | 129.5569 | Seep D | 15 | 1943.3534 |  | 120 | Seep D | 15 | 1800
2020-04-03 | 3:00 | 0 | 1.558 | 12.97 | 0.52131 | 129.5569 | Seep D | 15 | 1943.3534 |  | 120 | Seep D | 15 | 1800
2020-04-03 | 3:15 | 0 | 1.583 | 12.903 | 0.52967 | 134.9886 | Seep D | 15 | 2024.8297 |  | 120 | Seep D | 15 | 1800
2020-04-03 | 3:30 | 0 | 1.536 | 12.83 | 0.51395 | 124.8895 | Seep D | 15 | 1873.3421 |  | 120 | Seep D | 15 | 1800
2020-04-03 | 3:45 | 0 | 1.539 | 12.761 | 0.51495 | 125.5198 | Seep D | 15 | 1882.7965 |  | 120 | Seep D | 15 | 1800
2020-04-03 | 4:00 | 0 | 1.546 | 12.7 | 0.51729 | 126.998 | Seep D | 15 | 1904.9704 |  | 120 | Seep D | 15 | 1800
2020-04-03 | 4:15 | 0 | 1.546 | 12.645 | 0.51729 | 126.998 | Seep D | 15 | 1904.9704 |  | 120 | Seep D | 15 | 1800
2020-04-03 | 4:30 | 0 | 1.495 | 12.592 | 0.50023 | 116.4691 | Seep D | 15 | 1747.0367 |  | 116.4691 | Seep D | 15 | 1747.0367
2020-04-03 | 4:45 | 0 | 1.49 | 12.538 | 0.49855 | 115.4668 | Seep D | 15 | 1732.0017 |  | 115.4668 | Seep D | 15 | 1732.0017
2020-04-03 | 5:00 | 0 | 1.508 | 12.479 | 0.50458 | 119.1001 | Seep D | 15 | 1786.5008 |  | 119.1001 | Seep D | 15 | 1786.5008
2020-04-03 | 5:15 | 0 | 1.54 | 12.419 | 0.51528 | 125.7303 | Seep D | 15 | 1885.9545 |  | 120 | Seep D | 15 | 1800
2020-04-03 | 5:30 | 0 | 1.503 | 12.353 | 0.5029 | 118.0839 | Seep D | 15 | 1771.2584 |  | 118.0839 | Seep D | 15 | 1771.2584
2020-04-03 | 5:45 | 0 | 1.523 | 12.294 | 0.5096 | 122.1806 | Seep D | 15 | 1832.7089 |  | 120 | Seep D | 15 | 1800
2020-04-03 | 6:00 | 0 | 1.558 | 12.239 | 0.52131 | 129.5569 | Seep D | 15 | 1943.3534 |  | 120 | Seep D | 15 | 1800
2020-04-03 | 6:15 | 0 | 1.577 | 12.187 | 0.52766 | 133.6726 | Seep D | 15 | 2005.0884 |  | 120 | Seep D | 15 | 1800
2020-04-03 | 6:30 | 0 | 1.532 | 12.14 | 0.51261 | 124.0521 | Seep D | 15 | 1860.7814 |  | 120 | Seep D | 15 | 1800
2020-04-03 | 6:45 | 0 | 1.537 | 12.096 | 0.51428 | 125.0994 | Seep D | 15 | 1876.4903 |  | 120 | Seep D | 15 | 1800
2020-04-03 | 7:00 | 0 | 1.527 | 12.057 | 0.51093 | 123.0102 | Seep D | 15 | 1845.1533 |  | 120 | Seep D | 15 | 1800
2020-04-03 | 7:15 | 0 | 1.517 | 12.014 | 0.50759 | 120.9426 | Seep D | 15 | 1814.1389 |  | 120 | Seep D | 15 | 1800
2020-04-03 | 7:30 | 0 | 1.518 | 11.972 | 0.50792 | 121.1484 | Seep D | 15 | 1817.2259 |  | 120 | Seep D | 15 | 1800
2020-04-03 | 7:45 | 0 | 1.513 | 11.947 | 0.50625 | 120.1215 | Seep D | 15 | 1801.8232 |  | 120 | Seep D | 15 | 1800
2020-04-03 | 8:00 | 0 | 1.509 | 11.941 | 0.50491 | 119.3039 | Seep D | 15 | 1789.5589 |  | 119.3039 | Seep D | 15 | 1789.5589
2020-04-03 | 8:15 | 0 | 1.508 | 11.964 | 0.50458 | 119.1001 | Seep D | 15 | 1786.5008 |  | 119.1001 | Seep D | 15 | 1786.5008
2020-04-03 | 8:30 | 0 | 1.555 | 12.048 | 0.5203 | 128.9142 | Seep D | 15 | 1933.7137 |  | 120 | Seep D | 15 | 1800
2020-04-03 | 8:45 | 0 | 1.579 | 12.184 | 0.52833 | 134.1104 | Seep D | 15 | 2011.6557 |  | 120 | Seep D | 15 | 1800
2020-04-03 | 9:00 | 0 | 1.612 | 12.368 | 0.53938 | 141.4615 | Seep D | 15 | 2121.9226 |  | 120 | Seep D | 15 | 1800
2020-04-03 | 9:15 | 0 | 1.657 | 12.584 | 0.55443 | 151.8758 | Seep D | 15 | 2278.1369 |  | 120 | Seep D | 15 | 1800
2020-04-03 | 9:30 | 0 | 1.746 | 12.82 | 0.58421 | 173.8244 | Seep D | 15 | 2607.3653 |  | 120 | Seep D | 15 | 1800
2020-04-03 | 9:45 | 0 | 1.774 | 13.053 | 0.59358 | 181.1077 | Seep D | 15 | 2716.6149 |  | 120 | Seep D | 15 | 1800
2020-04-03 | 10:00 | 0 | 1.771 | 13.275 | 0.59258 | 180.3185 | Seep D | 15 | 2704.7781 |  | 120 | Seep D | 15 | 1800
2020-04-03 | 10:15 | 0 | 1.761 | 13.49 | 0.58923 | 177.7034 | Seep D | 15 | 2665.5503 |  | 120 | Seep D | 15 | 1800
2020-04-03 | 10:30 | 0 | 1.877 | 13.74 | 0.62804 | 209.4953 | Seep D | 15 | 3142.4297 |  | 120 | Seep D | 15 | 1800
2020-04-03 | 10:45 | 0 | 1.861 | 14.02 | 0.62269 | 204.919 | Seep D | 15 | 3073.7843 |  | 120 | Seep D | 15 | 1800
2020-04-03 | 11:00 | 0 | 1.851 | 14.333 | 0.61934 | 202.0901 | Seep D | 15 | 3031.3516 |  | 120 | Seep D | 15 | 1800
2020-04-03 | 11:15 | 0 | 1.823 | 14.67 | 0.60998 | 194.297 | Seep D | 15 | 2914.455 |  | 120 | Seep D | 15 | 1800
2020-04-03 | 11:30 | 0 | 1.957 | 15.028 | 0.65481 | 233.314 | Seep D | 15 | 3499.7102 |  | 120 | Seep D | 15 | 1800
2020-04-03 | 11:45 | 0 | 1.825 | 15.363 | 0.61064 | 194.8474 | Seep D | 15 | 2922.7115 |  | 120 | Seep D | 15 | 1800
2020-04-03 | 12:00 | 0 | 1.838 | 15.64 | 0.61499 | 198.4485 | Seep D | 15 | 2976.728 |  | 120 | Seep D | 15 | 1800
2020-04-03 | 12:15 | 0 | 1.814 | 15.894 | 0.60696 | 191.8318 | Seep D | 15 | 2877.4775 |  | 120 | Seep D | 15 | 1800
2020-04-03 | 12:30 | 0 | 1.993 | 16.147 | 0.66686 | 244.5487 | Seep D | 15 | 3668.2302 |  | 120 | Seep D | 15 | 1800
2020-04-03 | 12:45 | 0 | 1.846 | 16.391 | 0.61767 | 200.6847 | Seep D | 9.1333 | 1832.9203 |  | 120 | Seep D | 9.1333 | 1096
2020-04-03 | 12:54 | 0 | 1.7375 | 15.198 | 0.58137 | 171.6495 | Seep D | 15 | 2574.7423 | Level logger disturbed. Water level is average of surrounding recordings. | 120 | Seep D | 15 | 1800
2020-04-03 | 13:09 | 0 | 1.629 | 17.503 | 0.54506 | 145.3426 | Seep D | 15 | 2180.1388 |  | 120 | Seep D | 15 | 1800
2020-04-03 | 13:24 | 0 | 1.575 | 17.802 | 0.52699 | 133.2356 | Seep D | 15 | 1998.5342 |  | 120 | Seep D | 15 | 1800
2020-04-03 | 13:39 | 0 | 1.745 | 18.009 | 0.58388 | 173.5676 | Seep D | 15 | 2603.5143 |  | 120 | Seep D | 15 | 1800
2020-04-03 | 13:54 | 0 | 1.689 | 18.159 | 0.56514 | 159.5589 | Seep D | 15 | 2393.3832 |  | 120 | Seep D | 15 | 1800
2020-04-03 | 14:09 | 0 | 1.65 | 18.196 | 0.55209 | 150.226 | Seep D | 15 | 2253.3898 |  | 120 | Seep D | 15 | 1800
2020-04-03 | 14:24 | 0 | 1.606 | 18.112 | 0.53737 | 140.107 | Seep D | 15 | 2101.6057 |  | 120 | Seep D | 15 | 1800
2020-04-03 | 14:39 | 0 | 1.736 | 18.039 | 0.58087 | 171.2674 | Seep D | 15 | 2569.0114 |  | 120 | Seep D | 15 | 1800

## Old Outfall
Date | Time | ms | LEVEL | TEMPERATURE | Level (Ft) | Flow (GPM) | Location | Minutes | Volume (gal) | Total daily volume
2020-04-02 | 14:45 | 0 | 3.03 | 16.974 | 1.0138 | 721.202 | Old Outfall | 15 | 10818.0294 | 932407.7793
2020-04-02 | 15:00 | 0 | 2.999 | 17.055 | 1.0035 | 701.9576 | Old Outfall | 15 | 10529.3643
2020-04-02 | 15:15 | 0 | 2.967 | 17.114 | 0.99276 | 682.4297 | Old Outfall | 15 | 10236.4458
2020-04-02 | 15:30 | 0 | 2.971 | 17.165 | 0.9941 | 684.8521 | Old Outfall | 15 | 10272.7808
2020-04-02 | 15:45 | 0 | 2.968 | 17.193 | 0.99309 | 683.0348 | Old Outfall | 15 | 10245.5221
2020-04-02 | 16:00 | 0 | 2.951 | 17.21 | 0.9874 | 672.7935 | Old Outfall | 15 | 10091.903
2020-04-02 | 16:15 | 0 | 2.925 | 17.186 | 0.9787 | 657.3154 | Old Outfall | 15 | 9859.7314
2020-04-02 | 16:30 | 0 | 2.94 | 17.134 | 0.98372 | 666.2179 | Old Outfall | 15 | 9993.2678
2020-04-02 | 16:45 | 0 | 2.938 | 17.059 | 0.98305 | 665.0266 | Old Outfall | 15 | 9975.3986
2020-04-02 | 17:00 | 0 | 2.934 | 16.962 | 0.98172 | 662.648 | Old Outfall | 15 | 9939.7196
2020-04-02 | 17:15 | 0 | 2.946 | 16.837 | 0.98573 | 669.7996 | Old Outfall | 15 | 10046.9944
2020-04-02 | 17:30 | 0 | 2.902 | 16.691 | 0.97101 | 643.8089 | Old Outfall | 15 | 9657.1334
2020-04-02 | 17:45 | 0 | 2.898 | 16.555 | 0.96967 | 641.4776 | Old Outfall | 15 | 9622.1647
2020-04-02 | 18:00 | 0 | 2.903 | 16.426 | 0.97134 | 644.3925 | Old Outfall | 15 | 9665.8878
2020-04-02 | 18:15 | 0 | 2.909 | 16.298 | 0.97335 | 647.9012 | Old Outfall | 15 | 9718.5178
2020-04-02 | 18:30 | 0 | 2.849 | 16.169 | 0.95328 | 613.3437 | Old Outfall | 15 | 9200.1559
2020-04-02 | 18:45 | 0 | 2.868 | 16.057 | 0.95963 | 624.16 | Old Outfall | 15 | 9362.4002
2020-04-02 | 19:00 | 0 | 2.897 | 15.939 | 0.96934 | 640.8957 | Old Outfall | 15 | 9613.4349
2020-04-02 | 19:15 | 0 | 2.91 | 15.826 | 0.97369 | 648.4871 | Old Outfall | 15 | 9727.3066
2020-04-02 | 19:30 | 0 | 2.813 | 15.722 | 0.94123 | 593.17 | Old Outfall | 15 | 8897.5501
2020-04-02 | 19:45 | 0 | 2.814 | 15.597 | 0.94156 | 593.7247 | Old Outfall | 15 | 8905.8712
2020-04-02 | 20:00 | 0 | 2.825 | 15.463 | 0.94525 | 599.8481 | Old Outfall | 15 | 8997.7221
2020-04-02 | 20:15 | 0 | 2.845 | 15.339 | 0.95194 | 611.0815 | Old Outfall | 15 | 9166.223
2020-04-02 | 20:30 | 0 | 2.825 | 15.213 | 0.94525 | 599.8481 | Old Outfall | 15 | 8997.7221
2020-04-02 | 20:45 | 0 | 2.857 | 15.086 | 0.95595 | 617.8837 | Old Outfall | 15 | 9268.2551
2020-04-02 | 21:00 | 0 | 2.888 | 14.961 | 0.96632 | 635.6725 | Old Outfall | 15 | 9535.0868
2020-04-02 | 21:15 | 0 | 2.905 | 14.836 | 0.97201 | 645.5608 | Old Outfall | 15 | 9683.4114
2020-04-02 | 21:30 | 0 | 2.842 | 14.707 | 0.95093 | 609.3883 | Old Outfall | 15 | 9140.8243
2020-04-02 | 21:45 | 0 | 2.851 | 14.583 | 0.95394 | 614.4768 | Old Outfall | 15 | 9217.1515
2020-04-02 | 22:00 | 0 | 2.852 | 14.464 | 0.95428 | 615.0438 | Old Outfall | 15 | 9225.6566
2020-04-02 | 22:15 | 0 | 2.872 | 14.361 | 0.96097 | 626.4521 | Old Outfall | 15 | 9396.7811
2020-04-02 | 22:30 | 0 | 2.813 | 14.289 | 0.94123 | 593.17 | Old Outfall | 15 | 8897.5501
2020-04-02 | 22:45 | 0 | 2.848 | 14.166 | 0.95294 | 612.7777 | Old Outfall | 15 | 9191.6654
2020-04-02 | 23:00 | 0 | 2.853 | 14.06 | 0.95461 | 615.6111 | Old Outfall | 15 | 9234.1666
2020-04-02 | 23:15 | 0 | 2.854 | 13.956 | 0.95495 | 616.1788 | Old Outfall | 15 | 9242.6814
2020-04-02 | 23:30 | 0 | 2.85 | 13.846 | 0.95361 | 613.9101 | Old Outfall | 15 | 9208.6513
2020-04-02 | 23:45 | 0 | 2.861 | 13.743 | 0.95729 | 620.1614 | Old Outfall | 15 | 9302.4215
2020-04-03 | 0:00 | 0 | 2.851 | 13.628 | 0.95394 | 614.4768 | Old Outfall | 15 | 9217.1515
2020-04-03 | 0:15 | 0 | 2.854 | 13.518 | 0.95495 | 616.1788 | Old Outfall | 15 | 9242.6814
2020-04-03 | 0:30 | 0 | 2.899 | 13.411 | 0.97001 | 642.06 | Old Outfall | 15 | 9630.8995
2020-04-03 | 0:45 | 0 | 2.893 | 13.304 | 0.968 | 638.571 | Old Outfall | 15 | 9578.5645
2020-04-03 | 1:00 | 0 | 2.893 | 13.213 | 0.968 | 638.571 | Old Outfall | 15 | 9578.5645
2020-04-03 | 1:15 | 0 | 2.886 | 13.142 | 0.96566 | 634.5153 | Old Outfall | 15 | 9517.7301
2020-04-03 | 1:30 | 0 | 2.905 | 13.077 | 0.97201 | 645.5608 | Old Outfall | 15 | 9683.4114
2020-04-03 | 1:45 | 0 | 2.874 | 13.016 | 0.96164 | 627.6001 | Old Outfall | 15 | 9414.0009
2020-04-03 | 2:00 | 0 | 2.876 | 12.948 | 0.96231 | 628.7493 | Old Outfall | 15 | 9431.2402
2020-04-03 | 2:15 | 0 | 2.854 | 12.883 | 0.95495 | 616.1788 | Old Outfall | 15 | 9242.6814
2020-04-03 | 2:30 | 0 | 2.908 | 12.82 | 0.97302 | 647.3156 | Old Outfall | 15 | 9709.7338
2020-04-03 | 2:45 | 0 | 2.908 | 12.759 | 0.97302 | 647.3156 | Old Outfall | 15 | 9709.7338
2020-04-03 | 3:00 | 0 | 2.91 | 12.704 | 0.97369 | 648.4871 | Old Outfall | 15 | 9727.3066
2020-04-03 | 3:15 | 0 | 2.93 | 12.622 | 0.98038 | 660.2747 | Old Outfall | 15 | 9904.1199
2020-04-03 | 3:30 | 0 | 2.881 | 12.561 | 0.96398 | 631.6283 | Old Outfall | 15 | 9474.424
2020-04-03 | 3:45 | 0 | 2.879 | 12.507 | 0.96331 | 630.4757 | Old Outfall | 15 | 9457.1358
2020-04-03 | 4:00 | 0 | 2.887 | 12.453 | 0.96599 | 635.0937 | Old Outfall | 15 | 9526.406
2020-04-03 | 4:15 | 0 | 2.881 | 12.394 | 0.96398 | 631.6283 | Old Outfall | 15 | 9474.424
2020-04-03 | 4:30 | 0 | 2.827 | 12.332 | 0.94591 | 600.9657 | Old Outfall | 15 | 9014.485
2020-04-03 | 4:45 | 0 | 2.825 | 12.289 | 0.94525 | 599.8481 | Old Outfall | 15 | 8997.7221
2020-04-03 | 5:00 | 0 | 2.834 | 12.251 | 0.94826 | 604.8872 | Old Outfall | 15 | 9073.3077
2020-04-03 | 5:15 | 0 | 2.862 | 12.213 | 0.95763 | 620.7317 | Old Outfall | 15 | 9310.9752
2020-04-03 | 5:30 | 0 | 2.822 | 12.145 | 0.94424 | 598.1743 | Old Outfall | 15 | 8972.6139
2020-04-03 | 5:45 | 0 | 2.849 | 12.083 | 0.95328 | 613.3437 | Old Outfall | 15 | 9200.1559
2020-04-03 | 6:00 | 0 | 2.877 | 12.033 | 0.96264 | 629.3245 | Old Outfall | 15 | 9439.8672
2020-04-03 | 6:15 | 0 | 2.886 | 11.97 | 0.96566 | 634.5153 | Old Outfall | 15 | 9517.7301
2020-04-03 | 6:30 | 0 | 2.838 | 11.911 | 0.94959 | 607.1351 | Old Outfall | 15 | 9107.0272
2020-04-03 | 6:45 | 0 | 2.844 | 11.857 | 0.9516 | 610.5168 | Old Outfall | 15 | 9157.7519
2020-04-03 | 7:00 | 0 | 2.838 | 11.796 | 0.94959 | 607.1351 | Old Outfall | 15 | 9107.0272
2020-04-03 | 7:15 | 0 | 2.847 | 11.741 | 0.95261 | 612.212 | Old Outfall | 15 | 9183.1797
2020-04-03 | 7:30 | 0 | 2.866 | 11.686 | 0.95896 | 623.0159 | Old Outfall | 15 | 9345.2391
2020-04-03 | 7:45 | 0 | 2.862 | 11.636 | 0.95763 | 620.7317 | Old Outfall | 15 | 9310.9752
2020-04-03 | 8:00 | 0 | 2.877 | 11.611 | 0.96264 | 629.3245 | Old Outfall | 15 | 9439.8672
2020-04-03 | 8:15 | 0 | 2.869 | 11.59 | 0.95997 | 624.7325 | Old Outfall | 15 | 9370.9881
2020-04-03 | 8:30 | 0 | 2.9 | 11.567 | 0.97034 | 642.6426 | Old Outfall | 15 | 9639.6392
2020-04-03 | 8:45 | 0 | 2.899 | 11.599 | 0.97001 | 642.06 | Old Outfall | 15 | 9630.8995
2020-04-03 | 9:00 | 0 | 2.886 | 11.535 | 0.96566 | 634.5153 | Old Outfall | 15 | 9517.7301
2020-04-03 | 9:15 | 0 | 2.885 | 11.602 | 0.96532 | 633.9373 | Old Outfall | 15 | 9509.0591
2020-04-03 | 9:30 | 0 | 2.949 | 11.726 | 0.98674 | 671.595 | Old Outfall | 15 | 10073.9246
2020-04-03 | 9:45 | 0 | 2.916 | 11.866 | 0.97569 | 652.0096 | Old Outfall | 15 | 9780.1434
2020-04-03 | 10:00 | 0 | 2.9 | 12.034 | 0.97034 | 642.6426 | Old Outfall | 15 | 9639.6392
2020-04-03 | 10:15 | 0 | 2.869 | 12.214 | 0.95997 | 624.7325 | Old Outfall | 15 | 9370.9881
2020-04-03 | 10:30 | 0 | 3 | 12.419 | 1.0038 | 702.5734 | Old Outfall | 15 | 10538.6006
2020-04-03 | 10:45 | 0 | 2.981 | 12.634 | 0.99744 | 690.9312 | Old Outfall | 15 | 10363.9675
2020-04-03 | 11:00 | 0 | 2.946 | 12.877 | 0.98573 | 669.7996 | Old Outfall | 15 | 10046.9944
2020-04-03 | 11:15 | 0 | 2.897 | 13.132 | 0.96934 | 640.8957 | Old Outfall | 15 | 9613.4349
2020-04-03 | 11:30 | 0 | 3.023 | 13.409 | 1.0115 | 716.8283 | Old Outfall | 15 | 10752.4238
2020-04-03 | 11:45 | 0 | 2.958 | 13.698 | 0.98975 | 676.9989 | Old Outfall | 15 | 10154.9837
2020-04-03 | 12:00 | 0 | 2.924 | 14.007 | 0.97837 | 656.7246 | Old Outfall | 15 | 9850.8686
2020-04-03 | 12:15 | 0 | 2.874 | 14.344 | 0.96164 | 627.6001 | Old Outfall | 15 | 9414.0009
2020-04-03 | 12:30 | 0 | 3.042 | 14.72 | 1.0179 | 728.7382 | Old Outfall | 9.5167 | 6935.1581
2020-04-03 | 12:40 | 0 | 3.008 | 14.662 | 1.0065 | 707.5115 | Old Outfall | 15 | 10612.672 | Level logger disturbed. Water level is average of surrounding recordings.
2020-04-03 | 12:55 | 0 | 2.974 | 17.467 | 0.9951 | 686.6723 | Old Outfall | 15 | 10300.0844
2020-04-03 | 13:10 | 0 | 2.904 | 17.132 | 0.97168 | 644.9765 | Old Outfall | 15 | 9674.6472
2020-04-03 | 13:25 | 0 | 3.073 | 16.994 | 1.0282 | 748.432 | Old Outfall | 15 | 11226.4793
2020-04-03 | 13:40 | 0 | 3.032 | 17.011 | 1.0145 | 722.4546 | Old Outfall | 15 | 10836.8193
2020-04-03 | 13:55 | 0 | 2.968 | 17.046 | 0.99309 | 683.0348 | Old Outfall | 15 | 10245.5221
2020-04-03 | 14:10 | 0 | 2.925 | 17.128 | 0.9787 | 657.3154 | Old Outfall | 15 | 9859.7314
2020-04-03 | 14:25 | 0 | 3.041 | 17.239 | 1.0175 | 728.1083 | Old Outfall | 15 | 10921.6242
2020-04-03 | 14:40 | 0 | 3.022 | 17.38 | 1.0112 | 716.2048 | Old Outfall | 15 | 10743.0717

## AdjDownstreamOffsiteGW
| 0 | Value | Unit
| 𝑙_(𝐶𝐹𝑅−𝑢𝑝) | 14.2 | miles
| 𝑙_(𝐶𝐹𝑅−𝑎𝑑𝑗) | 1.7 | miles
| 𝑙_(𝐶𝐹𝑅−𝑑) | 4.5 | miles
| 𝑓_(𝑢𝑝−𝑎𝑑𝑗−𝑑) | 0.37676 | --
Associated Measurement Notes
Location: Chemours Fayetteville
Station: Georgia Branch 01 (SW-GB-01)
Date: 02 April 2020
Acronyms
- - data not measured or calculated
ft - feet
ft2 - square feet
ft3/s - cubic feet per second
gpm - gallons per minute
Notes
1 Discharge is calculated as product of creek velocity measured at the mid-depth (feet per second) times the cross sectional area of each measurement cell.
2 Measurement cell areas are calculated assuming a trapezoidal geometry based on distances between Measurement points and the measured water column depths. A measurement cell is an areal section from the width of the river channel.
3 Discharge calculations do not include values for cells where negative flows were measured.
Time: 15:22
Staff: CM, CP
Assume that the initial and final depths to water were taken near the middle of the river 10 ft from the edge
The reason for the low flow is because there is a blockage in the culvert that is creating a damming effect.
Calculation Notes for Offsite Upstream Groundwater to Offsite Adjacent and Downstream Groundwater Mass Discharge Scaling Factor
where,
= represents the length of the Cape Fear River adjacent to the Site (i.e. the east bank of the Cape Fear River opposite the Site) where Table 3+ PFAS have been detected in offsite groundwater within one mile of the river.
= represents the length of the Cape Fear River downstream of the Site where Table 3+ PFAS have been detected in offsite groundwater within one mile of the river. This quantity is multiplied by two (2) as the river has two downstream sides (east and west) from which groundwater discharge can reach the Cape Fear River (adjacent only has one side, east).
= represents the length of the Cape Fear River upstream of the Site where Table 3+ PFAS have been detected in offsite groundwater within one mile of the river. This quantity is multiplied by two (2) as the river has two upstream sides (east and west) from which groundwater discharge can reach the Cape Fear River (adjacent only has one side, east).
Calculation Notes for Offsite Upstream Groundwater to Offsite Adjacent and Downstream Groundwater Mass Discharge Scaling Factor
𝑓_𝑔𝑤= (𝑙_(𝐶𝐹𝑅−𝑎𝑑𝑗)+2𝑙_(𝐶𝐹𝑅−𝑑))/〖2𝑙〗_(𝐶𝐹𝑅−𝑢𝑝)
where,
𝑙_(𝐶𝐹𝑅−𝑎𝑑𝑗) = represents the length of the Cape Fear River adjacent to the Site (i.e. the east bank of the Cape Fear River opposite the Site) where Table 3+ PFAS have been detected in offsite groundwater within one mile of the river.
2𝑙_(𝐶𝐹𝑅−𝑑) = represents the length of the Cape Fear River downstream of the Site where Table 3+ PFAS have been detected in offsite groundwater within one mile of the river. This quantity is multiplied by two (2) as the river has two downstream sides (east and west) from which groundwater discharge can reach the Cape Fear River (adjacent only has one side, east).
2𝑙_(𝐶𝐹𝑅−𝑢𝑝) = represents the length of the Cape Fear River upstream of the Site where Table 3+ PFAS have been detected in offsite groundwater within one mile of the river. This quantity is multiplied by two (2) as the river has two upstream sides (east and west) from which groundwater discharge can reach the Cape Fear River (adjacent only has one side, east).

## CFLockDam1-Kelly
# ---------------------------------- WARNING ----------------------------------------
# Some of the data that you have obtained from this U.S. Geological Survey database
# may not have received Director's approval. Any such data values are qualified
# as provisional and are subject to revision. Provisional data are released on the
# condition that neither the USGS nor the United States Government may be held liable
# for any damages resulting from its use.
#
# Additional info: https://help.waterdata.usgs.gov/policies/provisional-data-statement
#
# File-format description: https://help.waterdata.usgs.gov/faq/about-tab-delimited-output
# Automated-retrieval info: https://help.waterdata.usgs.gov/faq/automated-retrievals
#
# Contact: gs-w_support_nwisweb@usgs.gov
# retrieved: 2020-06-07 16:38:39 EDT (caww01)
#
# Data for the following 1 site(s) are contained in this file
# USGS 02105769 CAPE FEAR R AT LOCK #1 NR KELLY, NC
# -----------------------------------------------------------------------------------
#
# Data provided for site 02105769
# TS parameter Description
# 89688 00060 Discharge, cubic feet per second
# 89689 00065 Gage height, feet
# 89694 00045 Precipitation, total, inches
#
# Data-value qualification codes included in this output:
# P Provisional data subject to revision.
#
agency_cd site_no datetime tz_cd 89688_00060 89688_00060_cd 89689_00065 89689_00065_cd 89694_00045 89694_00045_cd
5s 15s 20d 6s 14n 10s 14n 10s 14n 10s
| Date | Time | Discharge (cubic ft/sec) | Seconds | Volume (gal) | Gage height (ft) | Precipitation (inches)
2105769 | 2020-04-06 | 0:00 | 3010 | 900 | 20264674.5 | 16.17 | 0
2105769 | 2020-04-06 | 0:15 | 3010 | 900 | 20264674.5 | 16.17 | 0
2105769 | 2020-04-06 | 0:30 | 3010 | 900 | 20264674.5 | 16.17 | 0
2105769 | 2020-04-06 | 0:45 | 3010 | 900 | 20264674.5 | 16.17 | 0
2105769 | 2020-04-06 | 1:00 | 2990 | 900 | 20130025.5 | 16.16 | 0
2105769 | 2020-04-06 | 1:15 | 2990 | 900 | 20130025.5 | 16.16 | 0
2105769 | 2020-04-06 | 1:30 | 2990 | 900 | 20130025.5 | 16.16 | 0
2105769 | 2020-04-06 | 1:45 | 2990 | 900 | 20130025.5 | 16.16 | 0
2105769 | 2020-04-06 | 2:00 | 2970 | 900 | 19995376.5 | 16.15 | 0
2105769 | 2020-04-06 | 2:15 | 2970 | 900 | 19995376.5 | 16.15 | 0
2105769 | 2020-04-06 | 2:30 | 2970 | 900 | 19995376.5 | 16.15 | 0
2105769 | 2020-04-06 | 2:45 | 2970 | 900 | 19995376.5 | 16.15 | 0
2105769 | 2020-04-06 | 3:00 | 2970 | 900 | 19995376.5 | 16.15 | 0
2105769 | 2020-04-06 | 3:15 | 2970 | 900 | 19995376.5 | 16.15 | 0
2105769 | 2020-04-06 | 3:30 | 2970 | 900 | 19995376.5 | 16.15 | 0
2105769 | 2020-04-06 | 3:45 | 2950 | 900 | 19860727.5 | 16.14 | 0
2105769 | 2020-04-06 | 4:00 | 2950 | 900 | 19860727.5 | 16.14 | 0
2105769 | 2020-04-06 | 4:15 | 2950 | 900 | 19860727.5 | 16.14 | 0
2105769 | 2020-04-06 | 4:30 | 2950 | 900 | 19860727.5 | 16.14 | 0
2105769 | 2020-04-06 | 4:45 | 2950 | 900 | 19860727.5 | 16.14 | 0
2105769 | 2020-04-06 | 5:00 | 2950 | 900 | 19860727.5 | 16.14 | 0
2105769 | 2020-04-06 | 5:15 | 2950 | 900 | 19860727.5 | 16.14 | 0
2105769 | 2020-04-06 | 5:30 | 2950 | 900 | 19860727.5 | 16.14 | 0
2105769 | 2020-04-06 | 5:45 | 2950 | 900 | 19860727.5 | 16.14 | 0
2105769 | 2020-04-06 | 6:00 | 2930 | 900 | 19726078.5 | 16.13 | 0
2105769 | 2020-04-06 | 6:15 | 2930 | 900 | 19726078.5 | 16.13 | 0
2105769 | 2020-04-06 | 6:30 | 2930 | 900 | 19726078.5 | 16.13 | 0
2105769 | 2020-04-06 | 6:45 | 2930 | 900 | 19726078.5 | 16.13 | 0
2105769 | 2020-04-06 | 7:00 | 2930 | 900 | 19726078.5 | 16.13 | 0
2105769 | 2020-04-06 | 7:15 | 2930 | 900 | 19726078.5 | 16.13 | 0
2105769 | 2020-04-06 | 7:30 | 2930 | 900 | 19726078.5 | 16.13 | 0
2105769 | 2020-04-06 | 7:45 | 2930 | 900 | 19726078.5 | 16.13 | 0
2105769 | 2020-04-06 | 8:00 | 2910 | 900 | 19591429.5 | 16.12 | 0
2105769 | 2020-04-06 | 8:15 | 2910 | 900 | 19591429.5 | 16.12 | 0
2105769 | 2020-04-06 | 8:30 | 2930 | 900 | 19726078.5 | 16.13 | 0
2105769 | 2020-04-06 | 8:45 | 2910 | 900 | 19591429.5 | 16.12 | 0
2105769 | 2020-04-06 | 9:00 | 2910 | 900 | 19591429.5 | 16.12 | 0
2105769 | 2020-04-06 | 9:15 | 2910 | 900 | 19591429.5 | 16.12 | 0
2105769 | 2020-04-06 | 9:30 | 2890 | 900 | 19456780.5 | 16.11 | 0
2105769 | 2020-04-06 | 9:45 | 2890 | 900 | 19456780.5 | 16.11 | 0
2105769 | 2020-04-06 | 10:00 | 2890 | 900 | 19456780.5 | 16.11 | 0
2105769 | 2020-04-06 | 10:15 | 2890 | 900 | 19456780.5 | 16.11 | 0
2105769 | 2020-04-06 | 10:30 | 2890 | 900 | 19456780.5 | 16.11 | 0
2105769 | 2020-04-06 | 10:45 | 2890 | 900 | 19456780.5 | 16.11 | 0
2105769 | 2020-04-06 | 11:00 | 2890 | 900 | 19456780.5 | 16.11 | 0
2105769 | 2020-04-06 | 11:15 | 2890 | 900 | 19456780.5 | 16.11 | 0
2105769 | 2020-04-06 | 11:30 | 2890 | 900 | 19456780.5 | 16.11 | 0
2105769 | 2020-04-06 | 11:45 | 2890 | 900 | 19456780.5 | 16.11 | 0
2105769 | 2020-04-06 | 12:00 | 2890 | 900 | 19456780.5 | 16.11 | 0
2105769 | 2020-04-06 | 12:15 | 2890 | 900 | 19456780.5 | 16.11 | 0
2105769 | 2020-04-06 | 12:30 | 2870 | 900 | 19322131.5 | 16.1 | 0
2105769 | 2020-04-06 | 12:45 | 2870 | 900 | 19322131.5 | 16.1 | 0
2105769 | 2020-04-06 | 13:00 | 2870 | 900 | 19322131.5 | 16.1 | 0
2105769 | 2020-04-06 | 13:15 | 2870 | 900 | 19322131.5 | 16.1 | 0
2105769 | 2020-04-06 | 13:30 | 2870 | 900 | 19322131.5 | 16.1 | 0
2105769 | 2020-04-06 | 13:45 | 2850 | 900 | 19187482.5 | 16.09 | 0
2105769 | 2020-04-06 | 14:00 | 2870 | 900 | 19322131.5 | 16.1 | 0
2105769 | 2020-04-06 | 14:15 | 2830 | 900 | 19052833.5 | 16.08 | 0
2105769 | 2020-04-06 | 14:30 | 2870 | 900 | 19322131.5 | 16.1 | 0
2105769 | 2020-04-06 | 14:45 | 2850 | 900 | 19187482.5 | 16.09 | 0
2105769 | 2020-04-06 | 15:00 | 2850 | 900 | 19187482.5 | 16.09 | 0
2105769 | 2020-04-06 | 15:15 | 2850 | 900 | 19187482.5 | 16.09 | 0
2105769 | 2020-04-06 | 15:30 | 2850 | 900 | 19187482.5 | 16.09 | 0
2105769 | 2020-04-06 | 15:45 | 2850 | 900 | 19187482.5 | 16.09 | 0
2105769 | 2020-04-06 | 16:00 | 2810 | 900 | 18918184.5 | 16.07 | 0
2105769 | 2020-04-06 | 16:15 | 2850 | 900 | 19187482.5 | 16.09 | 0
2105769 | 2020-04-06 | 16:30 | 2830 | 900 | 19052833.5 | 16.08 | 0
2105769 | 2020-04-06 | 16:45 | 2850 | 900 | 19187482.5 | 16.09 | 0
2105769 | 2020-04-06 | 17:00 | 2810 | 900 | 18918184.5 | 16.07 | 0
2105769 | 2020-04-06 | 17:15 | 2810 | 900 | 18918184.5 | 16.07 | 0
2105769 | 2020-04-06 | 17:30 | 2810 | 900 | 18918184.5 | 16.07 | 0
2105769 | 2020-04-06 | 17:45 | 2810 | 900 | 18918184.5 | 16.07 | 0
2105769 | 2020-04-06 | 18:00 | 2810 | 900 | 18918184.5 | 16.07 | 0
2105769 | 2020-04-06 | 18:15 | 2810 | 900 | 18918184.5 | 16.07 | 0
2105769 | 2020-04-06 | 18:30 | 2790 | 900 | 18783535.5 | 16.06 | 0
2105769 | 2020-04-06 | 18:45 | 2810 | 900 | 18918184.5 | 16.07 | 0
2105769 | 2020-04-06 | 19:00 | 2790 | 900 | 18783535.5 | 16.06 | 0
2105769 | 2020-04-06 | 19:15 | 2790 | 900 | 18783535.5 | 16.06 | 0
2105769 | 2020-04-06 | 19:30 | 2770 | 900 | 18648886.5 | 16.05 | 0
2105769 | 2020-04-06 | 19:45 | 2790 | 900 | 18783535.5 | 16.06 | 0
2105769 | 2020-04-06 | 20:00 | 2790 | 900 | 18783535.5 | 16.06 | 0
2105769 | 2020-04-06 | 20:15 | 2790 | 900 | 18783535.5 | 16.06 | 0
2105769 | 2020-04-06 | 20:30 | 2790 | 900 | 18783535.5 | 16.06 | 0
2105769 | 2020-04-06 | 20:45 | 2770 | 900 | 18648886.5 | 16.05 | 0
2105769 | 2020-04-06 | 21:00 | 2790 | 900 | 18783535.5 | 16.06 | 0
2105769 | 2020-04-06 | 21:15 | 2770 | 900 | 18648886.5 | 16.05 | 0
2105769 | 2020-04-06 | 21:30 | 2810 | 900 | 18918184.5 | 16.07 | 0
2105769 | 2020-04-06 | 21:45 | 2810 | 900 | 18918184.5 | 16.07 | 0
2105769 | 2020-04-06 | 22:00 | 2810 | 900 | 18918184.5 | 16.07 | 0.03
2105769 | 2020-04-06 | 22:15 | 2790 | 900 | 18783535.5 | 16.06 | 0.01
2105769 | 2020-04-06 | 22:30 | 2770 | 900 | 18648886.5 | 16.05 | 0
2105769 | 2020-04-06 | 22:45 | 2770 | 900 | 18648886.5 | 16.05 | 0
2105769 | 2020-04-06 | 23:00 | 2750 | 900 | 18514237.5 | 16.04 | 0
2105769 | 2020-04-06 | 23:15 | 2770 | 900 | 18648886.5 | 16.05 | 0
2105769 | 2020-04-06 | 23:30 | 2770 | 900 | 18648886.5 | 16.05 | 0
2105769 | 2020-04-06 | 23:45 | 2770 | 900 | 18648886.5 | 16.05 | 0

## Travel Times Model
Table 1:
Date | Average Flow During Release (cfs) | Inverse Average Flow During Release (cfs) | Gage Height (feet) | Travel Time to Bladen Bluffs WTP (hours) | Travel Time to Tar Heel Ferry Road (hours) | Travel Time to Kings Bluffs WTP (hours)
2017-05-10 | 795 | 0.0012579 | 1.16 | 12.5 | 18.5 | 196
2017-04-08 | 925 | 0.0010811 | 1.31 | 11 | 16.5 | 170
10/25/2017 | 1443 | 0.000693 | 1.78 | 8 | 12 | 153
2017-03-09 | 2430 | 0.00041152 | 2.45 | 5 | 7.5 | 115.5
2/17/2017 | 3330 | 0.0003003 | 2.85 | 4.5 | 6.5 | 69.5
2017-08-04 | 8090 | 0.00012361 | 4.71 | 2.5 | 3.5 | 36.5
1/25/2017 | 10300 | 9.7087e-05 | 5.41 | 2.5 | 3.5 | 31
6/25/2017 | 12200 | 8.1967e-05 | 6.04 | 2 | 3 | 28
5/27/2017 | 13920 | 7.1839e-05 | 6.66 | 2 | 2.5 | 26
4/26/2017 | 25083 | 3.9868e-05 | 15.58 | 2 | 2.5 | 17.5
Notes:
cfs - cubc feet per second
The travel time calculations were based on a calibrated hydrodynamic model using the Dynamic Solutions International (DSI) version of the Environmental Fluid Dynamics Code (EFDC). The model domain runs from downtown Fayetteville, North Carolina to Lock and Dam #1 near Kelly, North Carolina. The model was calibrated to flow data (from the USGS Gauges at William O. Huske Dam and Lock and Dam #1) and water surface elevation data (from the USGS Gauges at Fayetteville, NC and the William O. Huske Dam) for two periods: January-February 2017 and May-June 2018.
To estimate travel times from William O. Huske Dam to the Bladen Bluffs Intake, a dye release was modeled for 5 hours from Huske Dam at the following flow rates (Table 1; based on real flow data from calendar year 2017). Travel times reported are based on first arrival as defined by the point where the concentration at the arrival point reaches 10% of the maximum concentration at the indicated location.
Based on the results in Table 1, The following equations were developed as good “rule of thumb” predictors for travel time as a function of the average river flow during the dye release from the William O. Huske Dam to the arrival points below:
Travel Time to Bladen Bluffs Intake (hrs) = 8,826 * (1/Flow in cfs) + 1.530 (R2= 0.997)
Travel Time to Tar Heel Ferry Road (hrs) = 13,422 * (1/Flow in cfs) + 2.019 (R2= 0.997)
Travel Time to Kings Bluff Intake (hrs) = 148,123 * (1/Flow in cfs) + 22.708 (R2= 0.943)
Because travel times are much longer to King’s Bluff Intake, flow varies more from the time of release to the time of arrival. Therefore, it is more accurate to predict travel time based on the average flow for the duration of the travel time (as opposed to the average flow only for the 5-hr dye release). Using flow based on the average for the duration of the travel time yields the following rule of thumb:
Travel Time to Kings Bluff Intake (hrs) = 172,800 * (1/Flow in cfs) + 13.105 (R2= 0.999)

## Adjusted River Flows
Pathway/ Location | Sample Collection Timepoint | Flow Gauging Location1 | Travel Time Offset (hr)2 | Adjusted Flow Gauging Timepoint | Composite Sample 24-Hour Flow Volume (MGD)3 | Grab Sample Instantaneous Flow Rate (ft3/s)4
Upstream River Water and Groundwater | 2020-04-02 09:30 | William O Huske Lock and Dam | -- | 2020-04-02 09:30 | 3410 | --
Tarheel (Composite Sample) | 2020-04-03 15:00 | William O Huske Lock and Dam | 6 | 2020-04-03 09:00 | 2550 | --
Tarheel (Grab Sample) | 2020-04-02 15:45 | William O Huske Lock and Dam | 5 | 2020-04-02 10:45 | -- | 4740
Bladen Bluff | 2020-04-02 14:45 | William O Huske Lock and Dam | 3 | 2020-04-02 11:45 | -- | 4690
Kings Bluff | 2020-04-06 10:15 | Cape Fear River Lock and Dam #1 | -- | 2020-04-06 10:15 | -- | 2890
Notes:
1 - Flow rate measured at USGS gauging station #02105500 located at William O Huske Lock & Dam amd Lock and Dam #1 near Kelly.
2 - Flow rates measured at William O Huske Lock and Dam were used for mass loading assessments at Tarheel and Bladen Bluff sample locations. Travel times between William O Huske Lock and Dam and the downstream locations were estimated based on the results of a numerical model of the Cape Fear River developed by Geosyntec which developed a regression curve between the USGS reported gage heights at William O Huske Lock and Dam and travel times.
3 - Total flow volume for composite samples is based on measurements taken over 24-hour sample collection period.
4 - Instantaneous flow rate for grab samples is the recorded flow rate at the time of grab sample collection.
Acronyms:
ft3/s - cubic feet per second
hr - hours
MGD - millions of gallons per day
William O Huske Lock and Dam
Formulas:
Adjusted Flow Gauging Timepoint = [Sample Collection Timepoint]
Adjusted Flow Gauging Timepoint = [Sample Collection Timepoint]-([Travel Time Offset (hr)2]/24)